## US Price Book
Price Book Effective January 2, 2023
|  | Part Number | Description | Qty | Carton Dimensions (Inches) | Ship Weight (Pounds) | List Price
Cocoon by Unico
Cocoon Electric Furnace
|  | THRM-1800 | Cocoon Heater, Single Chamber, 1800 sq. ft | 1 | 25x20x37 | 137 | 6644.08
|  | THRM-3200 | Cocoon Heater, Single Chamber, 3200 sq. ft | 1 | 25x20x57 | 212 | 10591.52
Vertical Air Handlers
2430
|  | V2430B-1EC2BX | Vertical Air Handler, SCB Variable Speed, 120/208/230V, 3 Row Coil, (AC) NO HWC | 1 | 27x22x44 | 169 | 5305.7191
|  | V2430B-1EC2BXC | Vertical Air Handler, SCB Variable Speed, 120/208/230V, 3 Row Coil, (AC) NO HWC, E-Coated | 1 | 27x22x44 | 169 | 5562.88
|  | V2430B-1EC2EX | Vertical Air Handler, SCB Variable Speed, 120/208/230V, 4 Row Coil, (HP) NO HWC | 1 | 27x22x44 | 177 | 5586.0848
|  | V2430B-1EC2EXC | Vertical Air Handler, SCB Variable Speed, 120/208/230V, 4 Row Coil, (HP) NO HWC, E-Coated | 1 | 27x22x44 | 177 | 5754.74
|  | V2430B-1EC2BH | Vertical Air Handler, SCB Variable Speed, 120/208/230V, 3 Row Coil, (AC) with HWC | 1 | 27x22x44 | 202 | 6170.26
|  | V2430B-1EC2BHC | Vertical Air Handler, SCB Variable Speed, 120/208/230V, 3 Row Coil, (AC) with HWC, E-Coated | 1 | 27x22x44 | 202 | 6482.96
|  | V2430B-1EC2EH | Vertical Air Handler, SCB Variable Speed, 120/208/230V, 4 Row Coil, (HP) with HWC | 1 | 27x22x44 | 210 | 6360
|  | V2430B-1EC2EHC | Vertical Air Handler, SCB Variable Speed, 120/208/230V, 4 Row Coil, (HP) with HWC, E-Coated | 1 | 27x22x44 | 210 | 6673.76
|  | V2430B-1EC2CX | Vertical Air Handler, SCB Variable Speed, 120/208/230V, Chilled Water, NO HWC | 1 | 27x22x44 | 177 | 6213.72
|  | V2430B-1EC2CH | Vertical Air Handler, SCB Variable Speed, 120/208/230V, Chilled Water, with HWC | 1 | 27x22x44 | 202 | 6718.28
|  | HW-V2430 | Hot Water Coil for V2430 | 1 | 29x8x19 | 33 | 1005.94
Replacement Filter
|  | A00558-005 | Filter, Pleated, 18 x 18 x 1, MERV 7 fits V2430 | 1 | 29x19x8 | 2 | 25.44
|  | A02654-005 | Filter, Pleated, 18 x 18 x 1, MERV 13 | 1 | 19x18x15.5 | 2 | 24.38
3036
|  | V3036B-1EC2BX | Vertical Air Handler, SCB Variable Speed, 120/208/230V, 3 Row Coil, (AC) NO HWC | 1 | 27x25x44 | 191 | 5965.686
|  | V3036B-1EC2BXC | Vertical Air Handler, SCB Variable Speed, 120/208/230V, 3 Row Coil, (AC) NO HWC, E-Coated | 1 | 27x25x44 | 191 | 6164.96
|  | V3036B-1EC2EX | Vertical Air Handler, SCB Variable Speed, 120/208/230V, 4 Row Coil, (HP) NO HWC | 1 | 27x25x44 | 200 | 6263.5771
|  | V3036B-1EC2EXC | Vertical Air Handler, SCB Variable Speed, 120/208/230V, 4 Row Coil, (HP) NO HWC, E-Coated | 1 | 27x25x44 | 200 | 6497.8
|  | V3036B-1EC2BH | Vertical Air Handler, SCB Variable Speed, 120/208/230V,3 Row Coil, (AC) with HWC | 1 | 27x25x44 | 239 | 6999.18
|  | V3036B-1EC2BHC | Vertical Air Handler, SCB Variable Speed, 120/208/230V,3 Row Coil, (AC) with HWC, E-Coated | 1 | 27x25x44 | 239 | 7312.94
|  | V3036B-1EC2EH | Vertical Air Handler, SCB Variable Speed, 120/208/230V, 4 Row Coil, (HP) with HWC | 1 | 27x25x44 | 248 | 7074.44
|  | V3036B-1EC2EHC | Vertical Air Handler, SCB Variable Speed, 120/208/230V, 4 Row Coil, (HP) with HWC, E-Coated | 1 | 27x25x44 | 248 | 7387.14
|  | V3036B-1EC2CX | Vertical Air Handler, SCB Variable Speed, 120/208/230V, Chilled Water, NO HWC | 1 | 27x25x44 | 191 | 6632.42
|  | V3036B-1EC2CH | Vertical Air Handler, SCB Variable Speed, 120/208/230V, Chilled Water, with HWC | 1 | 27x25x44 | 191 | 7258.88
|  | HW-V3036 | Hot Water Coil for V3036 | 1 | 29x8x19 | 48 | 1133.14
Replacement Filter
|  | A00558-008 | Filter, Pleated, 18 x 22 x 1, MERV 7 fits V3036 | 1 | 26x23x5 | 6 | 26.5
|  | A02654-008 | Filter, Pleated, 18 x 22 x 1, MERV 13 | 1 | 27.6x18x15.5 | 2 | 25.44
3642
|  | V3642B-1EC2BX | Vertical Air Handler, SCB Variable Speed, 120/208/230V, 3 Row Coil, (AC) NO HWC | 1 | 31x26x46 | 215 | 6156.48
|  | V3642B-1EC2BXC | Vertical Air Handler, SCB Variable Speed, 120/208/230V, 3 Row Coil, (AC) NO HWC, E-Coated | 1 | 31x26x46 | 215 | 6626.06
|  | V3642B-1EC2EX | Vertical Air Handler, SCB Variable Speed, 120/208/230V, 4 Row Coil, (HP) NO HWC | 1 | 31x26x46 | 227 | 6372.72
|  | V3642B-1EC2EXC | Vertical Air Handler, SCB Variable Speed, 120/208/230V, 4 Row Coil, (HP) NO HWC, E-Coated | 1 | 31x26x46 | 227 | 6841.24
|  | V3642B-1EC2BH | Vertical Air Handler, SCB Variable Speed, 120/208/230V, 3 Row Coil, (AC) with HWC | 1 | 31x26x46 | 263 | 7394.56
|  | V3642B-1EC2BHC | Vertical Air Handler, SCB Variable Speed, 120/208/230V, 3 Row Coil, (AC) with HWC, E-Coated | 1 | 31x26x46 | 263 | 7864.14
|  | V3642B-1EC2EH | Vertical Air Handler, SCB Variable Speed, 120/208/230V, 4 Row Coil, (HP) with HWC | 1 | 31x26x46 | 275 | 7611.86
|  | V3642B-1EC2EHC | Vertical Air Handler, SCB Variable Speed, 120/208/230V, 4 Row Coil, (HP) with HWC, E-Coated | 1 | 31x26x46 | 275 | 8080.38
|  | V3642B-1EC2CX | Vertical Air Handler, SCB Variable Speed, 120/208/230V, Chilled Water, NO HWC | 1 | 31x26x46 | 227 | 7196.34
|  | V3642B-1EC2CH | Vertical Air Handler, SCB, Variable Speed, 120/208/230V, Chilled Water, with HWC | 1 | 31x26x46 | 227 | 7884.28
|  | HW-V3642 | Hot Water Coil for V3642 | 1 | 31x8x22 | 48 | 1333.48
Replacement Filter
|  | A00558-009 | Filter, Pleated, 21 x 22 x 1, MERV 7 fits V3642 | 1 | 26x23x5 | 6 | 29.68
|  | A02654-009 | Filter, Pleated, 21 x 22 x 1, MERV 13 | 1 | 30.1x21x11.6 | 2 | 36.04
Air Handlers
1-1.5 Ton Modular Unit (FCU) All TXVs are R410-A with Flare Fitting
Blower Module
|  | M1218BL2-ST2 | Module, Blower, Standard Control, Single Speed, 208/230V only | 1 | 24x22x14 | 60 | 1434.8205
|  | M1218BL1-EC2 | Module, Blower, SCB Variable Speed ECM, 120/208/230V | 1 | 24x22x14 | 60 | 2327.76
Refrigerant Module
|  | M1218CL1-E | Module, Refrigerant Coil (6 Row)*(HP) | 1 | 24x22x14 | 60 | 1680.9819
|  | M1218CL1-E0C | Module, Refrigerant Coil (6 Row)*(HP), E-Coated | 1 | 24x22x14 | 60 | 1783.98
Hydronic Module
|  | M1218CL1-C | Module, Chilled Water Coil | 1 | 24x22x14 | 60 | 1126.78
|  | M1218CL1-X | Module, Heating (without Hot Water Coil) | 1 | 24x22x14 | 60 | 424.8168
|  | M1218CL1-H | Module, Heating (with Hot Water Coil) | 1 | 24x22x14 | 60 | 840.1799
Return Air Components
|  | UPC-01-1218 | Return Air Box with Grille and Filter, 14" x 20" | 1 | 23x9x17 | 8 | 268.18
|  | UPC-04-1218 | Return Air Duct , 12" D x 10 ft. | 1 | 26x18x18 | 9 | 184.44
|  | UPC-04R6-1218 | Return Air Duct, R-6.0 12" D x 10 ft | 1 | 27x18x18 | 12 | 239.56
|  | UPC-04R8-1218 | Return Air Duct, R-8.0 12" D x 10 ft | 1 | 28x18x18 | 15 | 244.86
|  | UPC-104-1218 | Return Air Adaptor, for 12" duct | 1 | 19x5x13 | 30 | 134.62
|  | UPC-105-1218 | Return Air Adaptor, for 12" duct with filter rack and filter | 1 | 19x5x14 | 30 | 519.4
Drain Pan
|  | UPC-94 | Secondary Drain Pan for 1218 | 1 | 42x24x2 | 12 | 149.46
Accessories
|  | UPC-62-1218 | Adapter, Supply, Square, 8.5" ID | 1 | 10x10x2.5 | 3 | 47.7
|  | UPC-61-1218 | Adapter, Supply, Round, 7" | 1 | 16.75x11x9 | 3 | 57.24
|  | UPC-98 | Mounting Rails for 1218 | 1 | 36x25x21 | 5 | 74.2
|  | HW-1218 | Hot Water Coil Only | 1 | 25x11x7 | 12 | 496.08
UV Module and Accessories
|  | UVC1-09 | UV Light Module Assembly, Cabinet Only | 1 | 15.25x15.25x14 | 7 | 552.26
|  | UVL1-09 | UV Light Module Assembly | 1 | 28.25x15x13.25 | 11 | 1350.44
|  | A02647-G01 | UV Light | 1 | 11.5x11.5x5.5 | 4 | 798.18
|  | A02649-G01 | UV Replacement Bulb | 1 | 10x10x10 | 2 | 122.96
Replacement Filter
|  | A00558-010 | Filter, Pleated, 14 x 20 x 1, MERV 7 fits UPC-01-1218 | 1 | 21x15x9 | 4 | 13.78
|  | A02654-010 | Filter, Pleated, 14 x 20 x 1, MERV 13 | 1 | 20.7x14.6x8.6 | 2 | 14.84
|  | A00558-013 | Filter, Pleated, 16 x 12 x 1, MERV 7 fits UPC-105-1218 | 1 | 23x9x17 | 2 | 13.78
|  | A02654-013 | Filter, Pleated, 16 x 12 x 1, MERV 13 | 1 | 17.75x12.25x5.25 | 2 | 14.84
Air Handlers
2 - 2.5 Ton Modular Unit All TXVs are R410-A with Chatleff Fitting
Blower Module
|  | M2430BL1-EC2 | Module, Blower, SCB Variable Speed ECM, 120/208/230V | 1 | 29x16x20 | 62 | 2327.76
|  | M2430BR1-EC2 | Module, Blower, SCB Variable Speed ECM, 120/208/230V Right hand | 1 | 29x16x20 | 62 | 2486.76
|  | M2430BL2-ST2 | Module, Blower, Standard Control, Single Speed, 208/230V only | 1 | 29x16x20 | 62 | 1490.36
Refrigerant Modules (A/C & Heat Pump Compatible, Includes TXV with Chatleff Fitting)
|  | M2430CL1-B | Module, Refrigerant Coil (4 Row)*(AC) | 1 | 29x16x20 | 60 | 1833.8
|  | M2430CL1-B0C | Module, Refrigerant Coil (4 Row)*(AC), E-Coated | 1 | 29x16x20 | 60 | 2146.5
|  | M2430CL1-E | Module, Refrigerant Coil (6 Row)*(HP) | 1 | 29x16x20 | 60 | 2024.6
|  | M2430CL1-E0C | Module, Refrigerant Coil (6 Row)*(HP), E-Coated | 1 | 29x16x20 | 60 | 2337.3
|  | M2430CR1-E | Module, Refrigerant Coil, (6 Row) (HP) Right hand | 1 | 29x16x20 | 60 | 2071.24
Hydronic Module
|  | M2430CL1-C | Module, Chilled Water Coil | 1 | 29x16x20 | 60 | 2029.9
|  | M2430CL1-X | Module, Heating (without Hot Water Coil) | 1 | 32x16x19 | 20 | 344.0502
|  | M2430CL1-H | Module, Heating (with Hot Water Coil) | 1 | 32x16x19 | 53 | 1253.98
|  | HW-2430 | Coil, Hot Water (fits M2430CL1-X, M2430V2) | 1 | 33x8x17 | 33 | 920.08
Vertical Plenum Module
|  | M2430V2 | Module, Vertical Plenum (includes Spacer & Filter) | 1 | 29x27x20 | 33 | 873.4233
Horizontal Return Air Module
|  | M2430R1 | Module, Horizontal Multiple Return Air (Includes Filter) | 1 | 29x16x20 | 33 | 386.9
Return Air Components
|  | UPC-01-2430 | Return Air Box with Grille and Filter, 14" x 25" | 1 | 23x8x17 | 8 | 288.32
|  | UPC-04-2430 | Return Air Duct , R-4.2, 14" D x 10 ft. | 1 | 18x18x26 | 9 | 227.9
|  | UPC-04R6-2430 | Return Air Duct , R-6.0, 14" D x 10 ft. | 1 | 19x18x26 | 12 | 302.1
|  | UPC-04R8-2430 | Return Air Duct , R-8.0, 14" D x 10 ft. | 1 | 20x18x26 | 15 | 307.4
|  | UPC-59-2430 | Return Air Adapter (fits to M2430CL1-A,B, C or E coil modules),14" duct | 1 | 23x15x13 | 6 | 134.62
|  | UPC-104-2430 | Return Air Adapter (fits to M2430CL1-X or H, M2430V2), 14" duct | 1 | 26x22x5 | 6 | 231.08
Drain Pan
|  | UPC-20B | Secondary Drain Pan (2 Module 2430) | 1 | 29x32x2 | 11 | 149.46
|  | UPC-20C | Secondary Drain Pan (3 Module 2430) | 1 | 29x44x2 | 14 | 164.3
Accessories
|  | UPC-63A | Vertical Installation Kit with 6" spacer module (2430) | 1 | 29x19x8 | 11 | 266.06
|  | UPC-62-2430 | Adapter, Supply, Square, 8.5" ID | 1 | 10x10x2.5 | 2 | 57.24
|  | UPC-61-2430 | Adapter, Supply, Round, 7" | 1 | 16.75x11x9 | 3 | 57.24
UV Module and Accessories
|  | UVC1-09 | UV Light Module Assembly, Cabinet Only | 1 | 15.25x15.25x14 | 7 | 552.26
|  | UVL1-09 | UV Light Module Assembly | 1 | 28.25x15x13.25 | 11 | 1350.44
|  | A02647-G01 | UV Light | 1 | 11.5x11.5x5.5 | 4 | 798.18
|  | A02649-G01 | UV Replacement Bulb | 1 | 10x10x10 | 2 | 122.96
Replacement Filters
|  | A00558-001 | Filter, Pleated, 14 x 25 x 1, MERV 7 fits UPC-01-2430, M2430R1 | 1 | 28x17x8 | 4 | 23.32
|  | A02654-001 | Filter, Pleated, 14 x 25 x 1, MERV 13 | 1 | 27.88x14.25x12.88 | 2 | 22.26
|  | A00558-004 | Filter, Pleated, 18 x 25 x 1, MERV 7 fits M2430V2 | 1 | 33x29x9 | 2 | 24.38
|  | A02654-004 | Filter, Pleated, 18 x 25 x 1, MERV 13 | 1 | 27.63x18x15.5 | 2 | 23.32
*For capacity and usage questions call 1-800-527-0896 or email service@unicosystem.com
Air Handlers
2.5 - 3 Ton Modular Unit All TXVs are R410-A with Chatleff Fitting
Blower Module
|  | M3036BL1-EC2 | Module, Blower, SCB Variable Speed ECM, 120/208/230V | 1 | 34x16x20 | 73 | 2625.2706
|  | M3036BL2-ST2 | Module, Blower, Standard Control, Single Speed, 208/230V only | 1 | 34x16x20 | 73 | 1544.42
|  | M3036BR1-EC2 | Module, Blower, SCB Variable Speed ECM, 120/208/230V Right hand | 1 | 34x16x20 | 73 | 2631.0713
Refrigerant Module (A/C & Heat Pump Compatible, Includes TXV with Chatleff Fitting)
|  | M3036CL1-B | Module, Refrigerant Coil (4 Row)*(AC) | 1 | 34x16x20 | 78 | 2262.9015
|  | M3036CL1-B0C | Module, Refrigerant Coil (4 Row)*(AC), E-Coated | 1 | 34x16x20 | 78 | 2510.9889
|  | M3036CL1-E | Module, Refrigerant Coil (6 Row)*(HP) | 1 | 34x16x20 | 78 | 2413.62
|  | M3036CL1-E0C | Module, Refrigerant Coil (6 Row)*(HP), E-Coated | 1 | 34x16x20 | 78 | 2727.38
|  | M3036CR1-E | Module, Refrigerant Coil, (6 Row) (HP) Right hand | 1 | 34x16x20 | 78 | 2485.7
|  | M3036CR1-E0C | Module, Refrigerant Coil, (6 Row) (HP) Right hand, E-Coated | 1 | 34x16x20 | 78 | 2798.4
Hydronic Module
|  | M3036CL1-C | Module, Cooling (with Chilled Water Coil) | 1 | 34x16x20 | 78 | 2433.76
|  | M3036CL1-X | Module, Heating (without Hot Water Coil) | 1 | 38x16x19 | 28 | 369.94
|  | M3036CL1-H | Module, Heating (with Hot Water Coil) | 1 | 38x16x19 | 76 | 1567.74
|  | HW-3036 | Coil, Hot Water (fits M3036CL1-X, M3036V2) | 1 | 45x8x17 | 48 | 1147.98
Vertical Plenum Module
|  | M3036V2 | Module, Vertical Plenum (includes Spacer Module and filters) | 1 | 34x27x20 | 45 | 1148.1296
Horizontal Return Air Module
|  | M3036R1 | Module, Horizontal Multiple Return Air For 3036, (Includes filter) | 1 | 34x16x20 | 30 | 485.48
Return Air Components
|  | UPC-01-3036 | Return Air Box with Grille and Filter, 14" x 30" | 1 | 33x8x17 | 10 | 331.78
|  | UPC-04-3036 | Return Air Duct , R-4.2, 16" D x 10 ft. | 1 | 22x22x29 | 14 | 326.48
|  | UPC-04R6-3036 | Return Air Duct , R-6.0, 16" D x 10 ft. | 1 | 22x22x29 | 17 | 378.42
|  | UPC-04R8-3036 | Return Air Duct , R-8.0, 16" D x 10 ft. | 1 | 22x22x29 | 20 | 385.84
|  | UPC-59-3036 | Return Air Adapter (fits M3036CL1- A, B, C or E coil modules) 16" duct | 1 | 17x38x13 | 8 | 165.36
|  | UPC-104-3036 | Return Air Adapter (fits M3036CL1-X or HM3036V2 Module) 16" duct | 1 | 39x22x5 | 9 | 262.88
Drain Pan
|  | UPC-27B | Secondary Drain Pan (2 Module 3036) | 1 | 45x42x2 | 14 | 175.96
|  | UPC-27C | Secondary Drain Pan (3 Module 3036) | 1 | 45x42x2 | 20 | 184.44
Accessories
|  | UPC-63-3036 | Vertical Installation Kit with 6" spacer module | 1 | 17x38x6 | 13 | 217.3
|  | UPC-61-3036 | Adapter, Supply, Round, 9 | 1 | 11x11x4.5 | 4 | 60.42
|  | UPC-62-3036 | Adapter, Supply, Square 10.5 " ID | 1 | 20x12x9 | 3 | 60.42
UV Module and Accessories
|  | UVC1-09 | UV Light Module Assembly, Cabinet Only | 1 | 15.25x15.25x14 | 7 | 552.26
|  | UVL1-09 | UV Light Module Assembly | 1 | 28.25x15x13.25 | 11 | 1350.44
|  | A02647-G01 | UV Light | 1 | 11.5x11.5x5.5 | 4 | 798.18
|  | A02649-G01 | UV Replacement Bulb | 1 | 10x10x10 | 2 | 122.96
Replacement Filters
|  | A00558-002 | Filter, Pleated, 14 x 30 x 1, MERV 7 fits UPC-01-3036, M3036R1 | 1 | 32x18x8 | 6 | 20.14
|  | A02654-002 | Filter, Pleated, 14 x 30 x 1, MERV 13 | 1 | 30.50x15x15 | 2 | 25.44
|  | A00558-007 | Filter, Pleated, 18 x 30 x 1, MERV 7 fits M3036V2 | 1 | 33x29x9 | 2 | 23.32
|  | A02654-007 | Filter, Pleated, 18 x 30 x 1, MERV 13 | 1 | 30.13x21.13x11.6 | 2 | 42.4
*For capacity and usage questions call 1-800-527-0896 or email service@unicosystem.com
Air Handlers
3 - 3.5 Ton Modular Unit All TXVs are R410-A with Chatleff Fitting
Blower Module
|  | M3642BL1-EC2 | Module, Blower, SCB Variable Speed ECM, 120/208/230V | 1 | 42x16x20 | 73 | 2656.6368
|  | M3642BL2-ST2 | Module, Blower, Standard Control, Single Speed, 208/230V only | 1 | 42x16x20 | 73 | 1664.2
|  | M3642BR1-EC2 | Module, Blower, SCB Variable Speed ECM, 120/208/230V Right hand | 1 | 42x16x20 | 73 | 2688.16
Refrigerant Module (A/C & Heat Pump Compatible, Includes TXV with Chatleff Fitting)
|  | M3642CL1-B | Module, Refrigerant Coil (4 Row)* (AC) | 1 | 42x16x20 | 78 | 2313.297
|  | M3642CL1-B0C | Module, Refrigerant Coil (4 Row)* (AC), E-Coated | 1 | 42x16x20 | 78 | 2764.48
|  | M3642CL1-E | Module, Refrigerant Coil (6 Row)* (HP) | 1 | 42x16x20 | 78 | 2511.14
|  | M3642CL1-E0C | Module, Refrigerant Coil (6 Row)* (HP), E-Coated | 1 | 42x16x20 | 78 | 2980.72
|  | M3642CR1-E | Module, Refrigerant Coil, (6 Row) (HP) Right hand | 1 | 42x16x20 | 78 | 2638.34
Hydronic Module
|  | M3642CL1-C | Module, Chilled Water Coil | 1 | 42x16x20 | 78 | 2578.98
|  | M3642CL1-X | Module, Heating (without Hot Water Coil) | 1 | 42x14x18 | 28 | 395.38
|  | M3642CL1-H | Module, Heating (with Hot Water Coil) | 1 | 42x14x18 | 76 | 1740.52
|  | HW-3642 | Coil, Hot Water (fits M3642CL1-X, M3642V2) | 1 | 45x8x17 | 48 | 1239.14
Vertical Plenum Module
|  | M3642V2 | Module, Vertical Plenum (includes Spacer & Filter) | 1 | 42x26x20 | 45 | 1180.9909
Horizontal Return Air Module
|  | M3642R1 | Module, Horizontal Multiple Return Air (Includes Filter) | 1 | 42x16x20 | 30 | 497.14
Return Air Components
|  | UPC-01-3642 | Return Air Box with Grille and Filter, 14" x 30" | 1 | 33x8x17 | 10 | 331.78
|  | UPC-04-3642 | Return Air Duct , R-4.2, 18" D x 10 ft. | 1 | 22x22x29 | 14 | 326.48
|  | UPC-04R6-3642 | Return Air Duct , R-6.0, 18" D x 10 ft. | 1 | 22x22x29 | 17 | 378.42
|  | UPC-04R8-3642 | Return Air Duct , R-8.0, 18" D x 10 ft. | 1 | 22x22x29 | 20 | 385.84
|  | UPC-59-3642 | Return Air Adapter (fits to M3642CL1-B, C or E coil module), for 18" duct | 1 | 17x38x13 | 8 | 165.36
|  | UPC-104-3642 | Return Air Adapter (fits to M3642CL1-X or H, M3642V2), for 18" duct | 1 | 39x22x5 | 9 | 281.96
Drain Pan
|  | UPC-24B | Secondary Drain Pan (2 Module 3642) | 1 | 42x44x2 | 14 | 183.38
|  | UPC-24C | Secondary Drain Pan (3 Module 3642) | 1 | 42x44x2 | 20 | 193.98
Accessories
|  | UPC-64A | Vertical Installation Kit with 6" spacer module | 1 | 41x19x8 | 13 | 419.76
|  | UPC-62-3642 | Adapter, Supply, Square, 10.5" ID | 1 | 11x11x4.5 | 4 | 60.42
|  | UPC-61-3642 | Adapter, Supply, Round, 9 | 1 | 20x12x9 | 3 | 60.42
UV Module and Accessories
|  | UVC1-09 | UV Light Module Assembly, Cabinet Only | 1 | 15.25x15.25x14 | 7 | 552.26
|  | UVL1-09 | UV Light Module Assembly | 1 | 28.25x15x13.25 | 11 | 1350.44
|  | A02647-G01 | UV Light | 1 | 11.5x11.5x5.5 | 4 | 798.18
|  | A02649-G01 | UV Replacement Bulb | 1 | 10x10x10 | 2 | 122.96
Replacement Filters
|  | A00558-002 | Filter, Pleated, 14 x 30 x 1, MERV 7, fits UPC-01-3036, MR3036R1 | 1 | 32x18x8 | 6 | 20.14
|  | A02654-002 | Filter, Pleated, 14 x 30 x 1, MERV 13 | 1 | 30.50x15x15 | 2 | 25.44
|  | A00558-011 | Filter, Pleated, 14 x 38 x 1, MERV 7, fits M3642R1 | 1 | 39x22x5 | 2 | 49.82
|  | A02654-011 | Filter, Pleated, 14 x 38 x 1, MERV 13 | 1 | 44x30.5x1.5 | 2 | 53
|  | A00558-003** | Filter, Pleated, 18 x 20 x 1, MERV 7, fits M3642V2 | 1 | 21x21x9 | 2 | 20.14
|  | A02654-003** | Filter, Pleated, 18 x 20 x 1, MERV 13 | 1 | 28.75x18x15.5 | 2 | 23.32
|  | A00558-005** | Filter, Pleated, 18 x 18 x 1, MERV 7, fits M3642V2 | 1 | 29x19x8 | 2 | 25.44
|  | A02654-005** | Filter, Pleated, 18 x 18 x 1, MERV 13 | 1 | 19x18x15.5 | 2 | 22.26
** M3642V2 requires one of each size
*For capacity and usage questions call 1-800-527-0896 or email service@unicosystem.com
Air Handlers
4 - 5 Ton Modular Unit All TXVs are R410-A with Chatleff Fitting
Blower Module
|  | M4860BL1-EC2 | Module, Blower, SCB Variable Speed ECM, 120/208/230V | 1 | 42x16x20 | 73 | 2805.4816
|  | M4860BL2-ST2 | Module, Blower, Standard Control, Single Speed, 208/230V only | 1 | 42x16x20 | 73 | 1961
|  | M4860BR1-EC2 | Module, Blower, SCB Variable Speed ECM, 120/208/230V Right hand | 1 | 42x16x20 | 73 | 2902.28
Refrigerant Module (A/C & Heat Pump Compatible, Includes TXV with Chatleff Fitting)
|  | M4860CL1-B | Module, Refrigerant Coil (3 Row)* (AC) | 1 | 42x18x26 | 88 | 3271.6091
|  | M4860CL1-B0C | Module, Refrigerant Coil (3 Row)* (AC), E-Coated | 1 | 42x18x26 | 88 | 3788.6081
|  | M4860CL1-E | Module, Refrigerant Coil (4 Row)* (HP) | 1 | 42x18x26 | 88 | 3564.7087
|  | M4860CL1-E0C | Module, Refrigerant Coil (4 Row)* (HP), E-Coated | 1 | 42x18x26 | 88 | 4081.7077
|  | M4860CR1-E | Module, Refrigerant Coil, (4 Row) (HP) Right hand | 1 | 42x18x26 | 88 | 3314.62
Cooling Modules include a Spacer Module
Hydronic Module
|  | M4860CL1-C | Module, Chilled Water Coil | 1 | 42x18x26 | 88 | 3524.5
|  | M4860CL1-X | Module, Heating (without Hot Water Coil) | 1 | 45x16x19 | 28 | 395.38
|  | M4860CL1-H | Module, Heating (with Hot Water Coil) | 1 | 45x16x19 | 88 | 1740.52
|  | HW-4860 | Coil, Hot Water (fits M4860CL1-X, M4860V2) | 1 | 45x8x17 | 48 | 1239.14
Cooling Modules include a Spacer Module
Vertical Plenum Module
|  | M4860V2 | Module, Vertical Plenum (includes Filter) | 1 | 42x31x20 | 45 | 1127.84
Horizontal Return Air Module
|  | M4860R1 | Module, Horizontal Multiple Return Air (Includes Filter) | 1 | 42x16x20 | 30 | 497.14
Return Air Components
|  | UPC-01-4860 | Return Air Box with Grille and Filter, 24" x 30" | 1 | 8.5x27.5x33 | 16 | 472.76
|  | UPC-01-4860NC | Return Air Box with Grille and Filter, 20" x 30" | 1 | 8.5x27.5x33 | 16 | 420.82
|  | UPC-04-4860 | Return Air Duct, R-4.2, 20" D x 10 ft. | 1 | 22x22x29 | 18 | 338.14
|  | UPC-04R6-4860 | Return Air Duct, R-6.0, 20" D x 10 ft. | 1 | 23x22x29 | 21 | 429.3
|  | UPC-04R8-4860 | Return Air Duct, R-8.0 20" D x 10 ft | 1 | 24x22x29 | 24 | 451.56
|  | UPC-59-4860 | Return Air Adapter (fits to M4860CL1-B, C or E coil module), for 20" duct | 1 | 16x16x36 | 14 | 184.44
|  | UPC-104-4860 | Return Air Adapter (fits to M4860CL1-X or H, M4860V2) for 20" duct | 1 | 39x22x5 | 14 | 281.96
Drain Pan
|  | UPC-24C | Secondary Drain Pan (2 Module 4860) | 1 | 42x44x2 | 20 | 193.98
|  | UPC-24D | Secondary Drain Pan (3 Module 4860) | 1 | 44x54x2 | 24 | 216.24
|  | A00522-001 | Extended Drip Plate | 1 | 40x7x4 | 5 | 256.52
Accessories
|  | UPC-64A | Vertical Installation Kit with 6" spacer module | 1 | 41x19x8 | 13 | 419.76
|  | UPC-62-4860 | Adapter, Supply, Square, 11.5" ID | 1 | 12x12x12 | 2 | 64.66
|  | UPC-61-4860 | Adapter, Supply, Round, 10" | 1 | 20x12x9 | 4 | 64.66
UV Module and Accessories
|  | UVC1-09 | UV Light Module Assembly, Cabinet Only | 1 | 15.25x15.25x14 | 7 | 552.26
|  | UVL1-09 | UV Light Module Assembly | 1 | 28.25x15x13.25 | 11 | 1350.44
|  | A02647-G01 | UV Light | 1 | 11.5x11.5x5.5 | 4 | 798.18
|  | A02649-G01 | UV Replacement Bulb | 1 | 10x10x10 | 2 | 122.96
Replacement Filters
|  | A00558-011 | Filter, Pleated, 14 x 38 x 1, MERV 7, fits M4860R1 | 1 | 39x22x5 | 2 | 49.82
|  | A02654-011 | Filter, Pleated, 14 x 38 x 1, MERV 13 | 1 | 44x30.5x1.5 | 2 | 53
|  | A00558-012 | Filter, Pleated, 20 x 30 x 1, MERV 7 fits UPC-01-4860NC | 1 | 33x28x9 | 2 | 22.26
|  | A02654-012 | Pleated Filter, 20x30x1, MERV 13 | 1 | 30.13x21.13x11.6 | 2 | 25.44
|  | A00558-003** | Filter, Pleated, 18 x 20 x 1, MERV 7, fits M4860V2 | 1 | 21x21x9 | 2 | 20.14
|  | A02654-003** | Filter, Pleated, 18 x 20 x 1, MERV 13 | 1 | 28.75x18x15.5 | 2 | 23.32
|  | A00558-005** | Filter, Pleated, 18 x 18 x 1, MERV 7, fits M4860V2 | 1 | 29x19x8 | 2 | 25.44
|  | A02654-005** | Filter, Pleated, 18 x 18 x 1, MERV 13 | 1 | 19x18x15.5 | 2 | 22.26
|  | A00558-006 | Filter, Pleated, 24 x 30 x 1, MERV 7 fits UPC-01-4860 | 1 | 31x32x5 | 6 | 24.38
|  | A02654-006 | Pleated Filter, 24x30x1, MERV 13 | 1 | 30.75x31x4 | 2 | 28.62
** M4860V2 require one of each size
*For capacity and usage questions call 1-800-527-0896 or email service@unicosystem.com
Supply Air Outlets - 2 Inch - Twist-Fit System
Round Plastic
|  | UPC-56TB-1 | Supply Outlet, TFS, w/Toggles and Screws, Face Plate Only | 1 | 5x5x5 | 1 | 13.78
|  | UPC-56TB-6 | Supply Outlet, TFS, w/Toggles and Screws, Face Plate Only (6 pcs) | 6 | 8x8x5 | 3 | 61.48
|  | UPC-56TB-BLK-1 | Black Supply Outlet, TFS, w/Toggles and Screws, Face Plate Only | 1 | 5x5x5 | 1 | 13.78
|  | UPC-56TB-BLK-6 | Black Supply Outlet, TFS, w/Toggles and Screws, Face Plate Only (6 pcs) | 6 | 8x8x5 | 3 | 61.48
|  | UPC-56TB-BRS-1 | Brass Supply Outlet, TFS, w/Toggles and Screws, Face Plate Only | 1 | 5x5x5 | 1 | 24.38
|  | UPC-56TB-BRS-6 | Brass Supply Outlet, TFS, w/Toggles and Screws, Face Plate Only (6 pcs) | 6 | 8x8x5 | 3 | 136.74
|  | UPC-56TB-CHR-1 | Chrome Supply Outlet, TFS, w/Toggles and Screws, Face Plate Only | 1 | 5x5x5 | 1 | 24.38
|  | UPC-56TB-CHR-6 | Chrome Supply Outlet, TFS, w/Toggles and Screws, Face Plate Only (6 pcs) | 6 | 8x8x5 | 3 | 136.74
Round Wood
|  | UPC-57T-B-1 | Outlet, TFS, Wood, Birch, Face Plate Only | 1 | 5x5x5 | 1 | 86.92
|  | UPC-57T-B-6 | Outlet, TFS, Wood, Birch, Face Plate Only (6 pcs) | 6 | 8x8x5 | 3 | 483.36
|  | UPC-57T-C-1 | Outlet, TFS, Wood, Cherry, Face Plate Only | 1 | 5x5x5 | 1 | 78.44
|  | UPC-57T-C-6 | Outlet, TFS, Wood, Cherry, Face Plate Only (6 pcs) | 6 | 8x8x5 | 3 | 427.18
|  | UPC-57T-K-1 | Outlet, TFS, Wood, Knotty Pine, Face Plate Only | 1 | 5x5x5 | 1 | 90.1
|  | UPC-57T-K-6 | Outlet, TFS, Wood, Knotty Pine, Face Plate Only (6 pcs) | 6 | 8x8x5 | 3 | 495.02
|  | UPC-57T-MA-1 | Outlet, TFS, Wood, Maple, Face Plate Only | 1 | 5x5x5 | 1 | 74.2
|  | UPC-57T-MA-6 | Outlet, TFS, Wood, Maple, Face Plate Only (6 pcs) | 6 | 8x8x5 | 3 | 413.4
|  | UPC-57T-MH-1 | Outlet, TFS, Wood, Mahogany, Face Plate Only | 1 | 5x5x5 | 1 | 100.7
|  | UPC-57T-MH-6 | Outlet, TFS, Wood, Mahogany, Face Plate Only (6 pcs) | 6 | 8x8x5 | 3 | 551.2
|  | UPC-57T-PI-1 | Outlet, TFS, Wood, Pine, Face Plate Only | 1 | 5x5x5 | 1 | 74.2
|  | UPC-57T-PI-6 | Outlet, TFS, Wood, Pine, Face Plate Only (6 pcs) | 6 | 8x8x5 | 3 | 413.4
|  | UPC-57T-PO-1 | Outlet, TFS, Wood, Poplar, Face Plate Only | 1 | 5x5x5 | 1 | 74.2
|  | UPC-57T-PO-6 | Outlet, TFS, Wood, Poplar, Face Plate Only (6 pcs) | 6 | 8x8x5 | 3 | 413.4
|  | UPC-57T-RO-1 | Outlet, TFS, Wood, Red Oak, Face Plate Only | 1 | 5x5x5 | 1 | 60.42
|  | UPC-57T-RO-6 | Outlet, TFS, Wood, Red Oak, Face Plate Only (6 pcs) | 6 | 8x8x5 | 3 | 330.72
|  | UPC-57T-WL-1 | Outlet, TFS, Wood, Walnut, Face Plate Only | 1 | 5x5x5 | 1 | 92.22
|  | UPC-57T-WL-6 | Outlet, TFS, Wood, Walnut, Face Plate Only (6 pcs) | 6 | 8x8x5 | 3 | 510.92
|  | UPC-57T-WO-1 | Outlet, TFS, Wood, White Oak, Face Plate Only | 1 | 5x5x5 | 1 | 111.3
|  | UPC-57T-WO-6 | Outlet, TFS, Wood, White Oak, Face Plate Only (6 pcs) | 6 | 8x8x5 | 3 | 606.32
All wood outlets are unfinished
Round Flush Mount
|  | UPC-57T-B-F-1 | Wood Outlet, TFS, Flush Mount, Birch, Face Plate Only | 1 | 5x5x5 | 1 | 86.92
|  | UPC-57T-B-F-6 | Wood Outlet, TFS, Flush Mount, Birch, Face Plate Only (6 pcs) | 6 | 8x8x5 | 3 | 483.36
|  | UPC-57T-C-F-1 | Wood Outlet, TFS, Flush Mount, Cherry, Face Plate Only | 1 | 5x5x5 | 1 | 78.44
|  | UPC-57T-C-F-6 | Wood Outlet, TFS, Flush Mount, Cherry, Face Plate Only (6 pcs) | 6 | 8x8x5 | 3 | 427.18
|  | UPC-57T-K-F-1 | Wood Outlet, TFS, Flush Mount, Knotty Pine, Face Plate Only | 1 | 5x5x5 | 1 | 90.1
|  | UPC-57T-K-F-6 | Wood Outlet, TFS, Flush Mount, Knotty Pine, Face Plate Only (6 pcs) | 6 | 8x8x5 | 3 | 495.02
|  | UPC-57T-MA-F-1 | Wood Outlet, TFS, Flush Mount, Maple, Face Plate Only | 1 | 5x5x5 | 1 | 74.2
|  | UPC-57T-MA-F-6 | Wood Outlet, TFS, Flush Mount, Maple, Face Plate Only (6 pcs) | 6 | 8x8x5 | 3 | 413.4
|  | UPC-57T-MH-F-1 | Wood Outlet, TFS, Flush Mount, Mahogany, Face Plate Only | 1 | 5x5x5 | 1 | 100.7
|  | UPC-57T-MH-F-6 | Wood Outlet, TFS, Flush Mount, Mahogany, Face Plate Only (6 pcs) | 6 | 8x8x5 | 3 | 551.2
|  | UPC-57T-PI-F-1 | Wood Outlet, TFS, Flush Mount, Pine, Face Plate Only | 1 | 5x5x5 | 1 | 74.2
|  | UPC-57T-PI-F-6 | Wood Outlet, TFS, Flush Mount, Pine, Face Plate Only (6 pcs) | 6 | 8x8x5 | 3 | 413.4
|  | UPC-57T-PO-F-1 | Wood Outlet, TFS, Flush Mount, Poplar, Face Plate Only | 1 | 5x5x5 | 1 | 74.2
|  | UPC-57T-PO-F-6 | Wood Outlet, TFS, Flush Mount, Poplar, Face Plate Only (6 pcs) | 6 | 8x8x5 | 3 | 413.4
|  | UPC-57T-RO-F-1 | Wood Outlet, TFS, Flush Mount, Red Oak, Face Plate Only | 1 | 5x5x5 | 1 | 60.42
|  | UPC-57T-RO-F-6 | Wood Outlet, TFS, Flush Mount, Red Oak, Face Plate Only (6 pcs) | 6 | 8x8x5 | 3 | 330.72
|  | UPC-57T-WL-F-1 | Wood Outlet, TFS, Flush Mount, Walnut, Face Plate Only | 1 | 5x5x5 | 1 | 92.22
|  | UPC-57T-WL-F-6 | Wood Outlet, TFS, Flush Mount, Walnut, Face Plate Only (6 pcs) | 6 | 8x8x5 | 3 | 510.92
|  | UPC-57T-WO-F-1 | Wood Outlet, TFS, Flush Mount, White Oak, Face Plate Only | 1 | 5x5x5 | 1 | 111.3
|  | UPC-57T-WO-F-6 | Wood Outlet, TFS, Flush Mount, White Oak, Face Plate Only (6 pcs) | 6 | 8x8x5 | 3 | 606.32
Supply Air Components - 2 Inch - Twist-Fit System
Sound Attenuator
R-3.3
|  | UPC-26TC03-1 | Sound Attenuator Tubing, TFS, Couplings Attached 2" ID x 3'L, R-3.3, single length (3 ft. per box) | 1 | 10.5x10.5x10.5 | 2 | 61.48
|  | UPC-26TC03-6 | Sound Attenuator Tubing, TFS, Couplings Attached 2" ID x 3'L, R-3.3, (18 ft. per box) | 6 | 22.5x5.25x38.5 | 7 | 337.08
|  | UPC-26TC-1 | Sound Attenuator Tubing, TFS, Couplings Attached 2" ID x 12'L, R-3.3, single length (12 ft. per box) | 1 | 25x25x6 | 5 | 118.72
|  | UPC-26TC-6 | Sound Attenuator Tubing, TFS, Couplings Attached 2" ID x 12'L, R-3.3 (72 ft. per box) | 6 | 24x24x23 | 28 | 538.48
R-4.2
|  | UPC-26TC03R4-1 | Sound Attenuator Tubing, TFS, Couplings Attached 2" ID x 3'L, R-4.2, single length (3 ft. per box) | 1 | 10.5x10.5x10.5 | 2 | 66.78
|  | UPC-26TC03R4-6 | Sound Attenuator Tubing, TFS, Couplings Attached 2" ID x 3'L, R-4.2 (18 ft. per box) | 6 | 22.5x5.25x38.5 | 7 | 368.88
|  | UPC-26TCR4-1 | Sound Attenuator Tubing, TFS, Couplings Attached 2" ID x 12'L, R-4.2, single length (12 ft. per box) | 1 | 32x31x4 | 6 | 131.44
|  | UPC-26TCR4-6 | Sound Attenuator Tubing, TFS, Couplings Attached 2" ID x 12'L, R-4.2 (72 ft. per box) | 6 | 24x24x23 | 32 | 581.94
|  | UPC-26TD03R4-1 | Sound Attenuator Tubing, Double Vapor Barrier, TFS, Couplings Attached 2" ID x 3'L, R-4.2, single length (3 ft. per box) | 1 | 10.5x10.5x10.5 | 3 | 80.56
|  | UPC-26TD03R4-6 | Sound Attenuator Tubing, Double Vapor Barrier, TFS, Couplings Attached 2" ID x 3'L, R-4.2 (18 ft. per box) | 6 | 22.5x5.25x38.5 | 7 | 429.3
|  | UPC-26TDR4-1 | Sound Attenuator, Double Vapor Barrier, TFS, Couplings Attached, 2" ID x12'L, R-4.2, single length (12 ft. per box) | 1 | 25x25x6 | 6 | 150.52
|  | UPC-26TDR4-6 | Sound Attenuator, Double Vapor Barrier, TFS, Couplings Attached, 2" ID x12'L, R-4.2 (72 ft. per box) | 6 | 26x26x33 | 36 | 687.94
R6
|  | UPC-26TC03R6-1 | Sound Attenuator Tubing, TFS, Couplings Attached 2" ID x 3'L, R-6.0, single length (3 ft. per box) | 1 | 10.25x10.5x10.5 | 2 | 91.16
|  | UPC-26TC03R6-6 | Sound Attenuator Tubing, TFS, Couplings Attached 2" ID x 3'L, R-6.0 (18 ft. per box) | 6 | 34.5x6.25x34.5 | 7 | 527.88
|  | UPC-26TCR6-1 | Sound Attenuator Tubing, TFS, Couplings Attached 2" ID x 12'L, R-6.0, single length (12 ft. per box) | 1 | 25x25x6 | 6 | 175.96
|  | UPC-26TCR6-6 | Sound Attenuator Tubing, TFS, Couplings Attached 2" ID x 12'L, R-6.0 (72 ft. per box) | 6 | 26x26x33 | 36 | 845.88
R8
|  | UPC-26TC03R8-1 | Sound Attenuator Tubing, TFS, Couplings Attached 2" ID x 3'L, R-8.0, single length (3 ft. per box) | 1 | 10.5x10.5x10.5 | 3 | 103.88
|  | UPC-26TC03R8-6 | Sound Attenuator Tubing, TFS, Couplings Attached 2" ID x 3'L, R-8.0 (18 ft. per box) | 6 | 34.5x6.25x34.5 | 8 | 613.74
|  | UPC-26TCR8-1 | Sound Attenuator Tubing, TFS, Couplings Attached 2" ID x 12'L, R-8.0, single length (12 ft. per box) | 1 | 25x25x6 | 6 | 200.34
|  | UPC-26TCR8-6 | Sound Attenuator Tubing, TFS, Couplings Attached 2" ID x 12'L, R-8.0 (72 ft. per box) | 6 | 26x26x33 | 40 | 982.62
Aluminum Supply
|  | UPC-25T-1 | Supply Tubing, TFS, Couplings Attached, Aluminum, 2" ID x 25'L, R-3.3, single length (25 ft. per box) | 1 | 32x31x4 | 9 | 193.98
|  | UPC-25T-4 | Supply Tubing, TFS, Couplings Attached, Aluminum, 2" ID x 25'L, R-3.3 (100 ft. per box) | 4 | 31x15x31 | 30 | 649.78
|  | UPC-25T-R4-1 | Supply Tubing, TFS, Couplings Attached, Aluminum, 2" ID x 25'L, R-4.2, single length (25 ft. per box) | 1 | 32x31x4 | 10 | 232.14
|  | UPC-25T-R4-4 | Supply Tubing, TFS, Couplings Attached, Aluminum, 2" ID x 25'L, R-4.2 (100 ft. per box) | 4 | 32x30x15 | 58 | 859.66
|  | UPC-25T-R6-1 | Supply Tubing, TFS, Couplings Attached, Aluminum, 2" ID x 25'L, R-6.0, single length (25 ft. per box) | 1 | 32x31x4 | 10 | 281.96
|  | UPC-25T-R6-4 | Supply Tubing, TFS, Couplings Attached, Aluminum, 2" ID x 25'L, R-6.0 (100 ft. per box) | 4 | 37x37x22 | 58 | 1054.7
|  | UPC-25T-R8-1 | Supply Tubing, TFS, Couplings Attached, Aluminum, 2" ID x 25'L, R-8.0, single length (25 ft. per box) | 1 | 32x31x4 | 10 | 312.7
|  | UPC-25T-R8-4 | Supply Tubing, TFS, Couplings Attached, Aluminum, 2" ID x 25'L, R-8.0 (100 ft. per box) | 4 | 37x37x22 | 61 | 1163.88
Supply Air Components - 2 Inch - Twist-Fit System, continued
Install Kits - Metal
|  | UPC-89TM-1 | Install Kit, 2", Round Metal Plenum, TFS, (1 pk) - Includes (1) Supply Outlets, (1) Take Off for round metal plenum, (1) Winter Supply Shutoff Caps, (2) Toggles and Screws, (2) extra TFS Gaskets | 1 | 5.5x5.5x5.5 | 1 | 19.08
|  | UPC-89TM-6 | Install Kit, 2", Round Metal Plenum, TFS, (6 pk) - Includes (6) Supply Outlets, (6) Take offs for round metal plenum, (6) Winter Supply Shutoff Caps, (12) Toggles and Screws, (2) extra TFS Gaskets | 6 | 10.5x10.5x5 | 3 | 92.22
|  | UPC-89TMF-1 | Install Kit, 2", Flat Metal Plenum, TFS, (1 pk) - Includes (1) Supply Outlets, (1) Take Off for flat metal plenum, (1) Winter Supply Shutoff Caps, (2) Toggles and Screws, (2) extra TFS Gasket | 1 | 5.5x5.5x5.5 | 1 | 19.08
|  | UPC-89TMF-6 | Install Kit, 2", Flat Metal Plenum, TFS, (6 pk) - Includes (6) Supply Outlets, (6) Take offs for flat metal plenum, (6) Winter Supply Shutoff Caps, (12) Toggles and Screws, (2) extra TFS Gaskets | 6 | 10.5x10.5x5 | 3 | 92.22
Install Kits - Fiberglass
|  | UPC-89TF-1 | Install Kit, 2", 1" Fiberglass Plenum, TFS, (1 pk) - Includes (1) Supply Outlets, (1) Spin-in Take Off, (1) Winter Supply Shutoff Caps, (2) Toggles and Screws, (2) Aluminum Core Clamps (black), (2) zip ties, (2) extra TFS Gaskets | 1 | 5.5x5.5x5.5 | 1 | 24.38
|  | UPC-89TF-6 | Install Kit, 2", 1" Fiberglass Plenum, TFS, (6 pk) - Includes (6) Supply Outlets, (6) Spin-in Take Offs, (6) Winter Supply Shutoff Caps, (12) Toggles and Screws, (8) Aluminum Core Clamps (black), (8) zip ties, (2) extra TFS Gaskets | 6 | 10.5x10.5x5 | 3 | 122.96
|  | UPC-89TFR6-1 | Install Kit, 2", 1.5" Fiberglass Plenum, TFS, (1 pk) - Includes (1) Supply Outlets, (1) R6 Spin-in Take Off, (1) Winter Supply Shutoff Caps, (2) Toggles and Screws, (2) Aluminum Core Clamps (black), (2) zip ties, (2) extra TFS Gaskets | 1 | 5.5x5.5x5.5 | 1 | 37.1
|  | UPC-89TFR6-6 | Install Kit, 2", 1.5" Fiberglass Plenum, TFS, (6 pk) - Includes (6) Supply Outlets, (6) R6 Spin-in Take Offs, (6) Winter Supply Shutoff Caps, (12) Toggles and Screws, (8) Aluminum Core Clamps (black), (8) zip ties, (2) extra TFS Gaskets | 6 | 10.5x10.5x5 | 3 | 183.38
Accessories - 2 Inch
Supply Air & Outlet Components
|  | UPC-22 | Take-off, Spin-In for 1.5" fiberglass duct board kit | 1 | 5x5x5 | 1 | 31.8
|  | UPC-23B | Take-off, Spin-in for 1" fiberglass duct board kit | 1 | 5x5x5 | 1 | 34.98
|  | UPC-28T-1 | TFS, Take-off, for round metal plenum Includes gasket | 1 | 5x5x5 | 1 | 24.38
|  | UPC-28T-6 | TFS, Take-off, for round metal plenum Includes gasket (6 pcs) | 6 | 8x8x5 | 5 | 148.4
|  | UPC-28TF-1 | TFS, Take-off, for flat metal plenum Includes gasket | 1 | 5x5x5 | 1 | 29.68
|  | UPC-28TF-6 | TFS, Take-off, for flat metal plenum Includes gasket (6 pcs) | 6 | 8x8x5 | 5 | 164.3
|  | UPC-35-15 | Balancing Kit for plenum take-offs | 15 | 5x5x5 | 1 | 80.56
|  | UPC-36-15 | Balancing Kit 2" for round outlets | 15 | 5x5x5 | 1 | 59.36
|  | UPC-38TC-1 | Coupling Kit, TFS, 2" Duct, 1 Couplings, makes 1 connection | 1 | 5x5x5 | 1 | 42.4
|  | UPC-38TC-6 | Coupling Kit, TFS, 2" Duct, 6 Couplings, makes 6 connections | 6 | 10x10x11 | 3 | 244.86
|  | UPC-38TC-B-1 | Coupling Kit, TFS, 2" Duct, R3.3, Black, 1 Couplings, makes 1 connection | 1 | 5.5x5.5x5.5 | 1 | 42.4
|  | UPC-38TC-B-6 | Coupling Kit, TFS, 2" Duct, R3.3, Black, 6 Couplings, makes 6 connections | 6 | 10.5x10.5x10.5 | 3 | 239.56
|  | UPC-38TCR6-B-1 | Coupling Kit, TFS, 2" Duct, R6, Black, 1 Couplings, makes 1 connection | 1 | 8x8x4.375 | 1 | 42.4
|  | UPC-38TCR6-B-6 | Coupling Kit, TFS, 2" Duct, R6, Black, 6 Couplings, makes 6 connections | 6 | 10.5x10.5x10.5 | 3 | 239.56
|  | UPC-38TCR6-W-1 | Coupling Kit, TFS, 2" Duct, R6, White, 1 Couplings, makes 1 connection | 1 | 8x8x4.375 | 1 | 42.4
|  | UPC-38TCR6-W-6 | Coupling Kit, TFS, 2" Duct, R6, White, 6 Couplings, makes 6 connections | 6 | 10.5x10.5x10.5 | 3 | 239.56
|  | UPC-38TC-W-1 | Coupling Kit, TFS, 2" Duct, R3.3, White, 1 Couplings, makes 1 connection | 1 | 5.5x5.5x5.5 | 1 | 42.4
|  | UPC-38TC-W-6 | Coupling Kit, TFS, 2" Duct, R3.3, White, 6 Couplings, makes 6 connections | 6 | 10.5x10.5x10.5 | 3 | 239.56
Accessories - 2 Inch, continued
Supply Air & Outlet Components, continued
|  | UPC-42-20 | Plugs, Winter Shut-off for 2" outlets (20/box) | 20 | 5x5x5 | 1 | 42.4
|  | UPC-45-5 | Deflector, Air, Outlet | 5 | 5x5x5 | 1 | 66.78
|  | UPC-51 | Hardware Pkg, Outlet Includes (12) toggles and screws | 12 | 5x5x5 | 1 | 27.56
|  | UPC-52-50 | Clamps, Aluminum Supply Tubing (black) | 50 | 5x5x5 | 1 | 53
|  | UPC-53-50 | Clamps, Sound Attenuator (silver) | 50 | 5x5x5 | 1 | 53
|  | UPC-54 | Pliers, Clamp | 1 | 5x5x5 | 1 | 85.86
|  | UPC-55-5 | Hole Cutter, fiberglass duct board, 2" ("Cookie-cutter") | 5 | 5x5x5 | 1 | 112.36
|  | UPC-84-5 | Outlet Kit, Short Rigid 1' Attenuator(for 1" duct board plenum) | 5 | 10x11x17 | 4 | 349.8
|  | UPC-85-5 | Outlet Kit, Short Rigid 1' Attenuator(for metal plenum) | 5 | 10x11x17 | 4 | 349.8
|  | UPC-86-5 | Frame-in Kits, 2" | 5 | 10x11x17 | 5 | 152.64
|  | UPC-88-20 | Screen, Outlet, White | 20 | 5x5x5 | 1 | 57.24
|  | UPC-88-20-BLK | Screen, Outlet, Black | 20 | 5x5x5 | 1 | 57.24
|  | A00122-001 | Coupling, AL, 2" | 1 | 5x5x5 | 1 | 6.36
|  | A00123-001 | Ring, Tape, 3.5" (no slits) | 1 | 5x5x5 | 1 | 3.18
|  | A00123-005 | Ring, Tape, 5.0" , 2.0" Duct, Red - R6 | 1 | 5x5x5 | 1 | 6.36
|  | A01102-001 | Plugs, Winter Shut-off (Slotted outlet - UPC-67TA & UPC-68T) | 1 | 5x5x5 | 1 | 5.3
|  | A01502-001-K05 | Gasket, for underside of 2" round, flanged outlet (5 pcs) | 5 | 5x5x5 | 1 | 23.32
|  | A01502-001 | Gasket, Round, Flanged Outlet, 2" | 1 | 5x5x5 | 1 | 3.18
Round Plastic
|  | UPC-56FR-1 | Supply Outlet, Round, Plastic, White, Fire-Rated 1-hour (UL555C) | 1 | 5x5x5 | 1 | 86.92
|  | UPC-58-1-15 | Supply Outlet, Round, Plastic, 15° Sloped | 1 | 5x5x5 | 1 | 51.94
|  | UPC-58-1-25 | Supply Outlet, Round, Plastic, 25° Sloped | 1 | 5x5x5 | 1 | 36.04
All plastic outlets Include toggles and screws
|  | A01729-004 | Supply Outlet, Flangeless, Black | 1 | 5x5x5 | 1 | 7.42
Slotted Outlet Kits (only available for 2")
|  | UPC-67TA | UPC-67TA, Twist Fit 90° Slotted Outlet, 2", White, 1/2" x 8" opening | 1 | 16x17x4 | 2 | 169.6
|  | UPC-67-BRKT | Mounting Bracket, Outlet, Slot | 1 | 16x17x4 | 3 | 42.4
|  | UPC-68T | UPC-68T, Twist Fit Straight Slotted Outlet, 2", White, 1/2" x 8" opening | 1 | 10x10x11 | 2 | 169.6
|  | UPC-101 | Supply Outlet Kit, Slotted, Plastic, White (for plenum duct) | 1 | 8x8x5 | 1 | 47.7
|  | UPC-66 | Outlet Assy, Slot, 90deg, Aluminum | 1 | 16x17x4 | 4 | 202.46
Slotted Plastic Trim Plates (only available for 2")
|  | A00297-001 | Trim Plate for UPC-66/101 (White) | 1 | 8x8x5 | 1 | 8.48
|  | A00297-002 | Trim Plate for UPC-67TA and UPC-68T (White) | 1 | 8x8x5 | 1 | 8.48
|  | A00297-002-BLK | Trim Plate Black for, UPC-67TA and UPC-68T | 1 | 8x8x5 | 1 | 8.48
|  | A00297-002-BRS | Trim Plate Brass for UPC-67TA and UPC-68T | 1 | 8x8x5 | 1 | 8.48
|  | A00297-002-CHR | Trim Plate Chrome for UPC-67TA and UPC-68T | 1 | 8x8x5 | 1 | 122.96
A00297-001 and 002 are included in Supply Outlet Kit
Slotted Wood Trim Plates (only available for 2")
|  | A00297-003-B | Trim Plate, Slotted Outlet, Wood, Birch (for UPC-67TA and UPC-68T) | 1 | 16x7x5 | 1 | 120.84
|  | A00297-003-C | Trim Plate, Slotted, Wood, Cherry (for UPC-67TA and UPC-68T) | 1 | 16x7x5 | 1 | 120.84
|  | A00297-003-K | Trim Plate, Slotted, Wood, Knotty Pine (for UPC-67TA and UPC-68T) | 1 | 16x7x5 | 1 | 164.3
|  | A00297-003-MA | Trim Plate, Slotted, Wood, Maple (for UPC-67TA and UPC-68T) | 1 | 16x7x5 | 1 | 117.66
|  | A00297-003-MH | Trim Plate, Slotted, Wood, Mahogany (for UPC-67TA and UPC-68T) | 1 | 16x7x5 | 1 | 119.78
|  | A00297-003-PI | Trim Plate, Slotted, Wood, Pine (for UPC-67TA and UPC-68T) | 1 | 16x7x5 | 1 | 136.74
|  | A00297-003-PO | Trim Plate, Slotted, Wood, Poplar (for UPC-67TA and UPC-68T) | 1 | 16x7x5 | 1 | 117.66
|  | A00297-003-RO | Trim Plate, Slotted, Wood, Red Oak (for UPC-67TA and UPC-68T) | 1 | 16x7x5 | 1 | 115.54
|  | A00297-003-WL | Trim Plate, Slotted, Wood, Walnuts (for UPC-67TA and UPC-68T) | 1 | 16x7x5 | 1 | 120.84
|  | A00297-003-WO | Trim Plate, Slotted, Wood, White Oak (for UPC-67TA and UPC-68T) | 1 | 16x7x5 | 1 | 109.18
All wood outlets are unfinished
|  | A01057-G01 | Slotted Outlet Extension Kit 4", for UPC-67TA and UPC-68T | 1 | 17x17x5 | 1 | 34.98
Supply Air Outlets - 2.5 Inch - Standard
Round Plastic
|  | UPC-256 | Supply Outlet, 2.5", Round, Plastic, White | 1 | 5x5x5 | 1 | 26.5
|  | UPC-256B-BLK | Supply Outlet, 2.5", Round, Plastic, Black | 1 | 5x5x5 | 1 | 79.5
|  | UPC-256B-BRS | Supply Outlet, 2.5", Round, Plastic, Brass Finish | 1 | 5x5x5 | 1 | 39.22
|  | UPC-256B-CHR | Supply Outlet, 2.5", Round, Plastic, Chrome Finish | 1 | 5x5x5 | 1 | 26.5
All plastic outlets Include toggles and screws
|  | A01346-001 | Supply Outlet, 2.5", Flangeless, Black | 1 | 5x5x5 | 1 | 6.36
Round Wood
|  | UPC-257-B | Supply Outlet, 2.5", Round, Wood, Birch | 1 | 5x5x5 | 1 | 125.08
|  | UPC-257-C | Supply Outlet, 2.5", Round, Wood, Cherry | 1 | 5x5x5 | 1 | 109.18
|  | UPC-257-K | Supply Outlet, 2.5", Round, Wood, Knotty Pine | 1 | 5x5x5 | 1 | 249.1
|  | UPC-257-MA | Supply Outlet, 2.5", Round, Wood, Maple | 1 | 5x5x5 | 1 | 149.46
|  | UPC-257-MH | Supply Outlet, 2.5", Round, Wood, Mahogany | 1 | 5x5x5 | 1 | 138.86
|  | UPC-257-PI | Supply Outlet, 2.5", Round, Wood, Pine | 1 | 5x5x5 | 1 | 178.08
|  | UPC-257-PO | Supply Outlet, 2.5", Round, Wood, Poplar | 1 | 5x5x5 | 1 | 103.88
|  | UPC-257-RO | Supply Outlet, 2.5", Round, Wood, Red Oak | 1 | 5x5x5 | 1 | 160.06
|  | UPC-257-WL | Supply Outlet, 2.5", Round, Wood, Walnut | 1 | 5x5x5 | 1 | 185.5
|  | UPC-257-WO | Supply Outlet, 2.5", Round, Wood, White Oak | 1 | 5x5x5 | 1 | 149.46
Supply Air Components - 2.5 Inch - Standard
Sound Attenuator
|  | UPC-226-5 | Sound Attenuator Tubing, 2.5" ID x 12'L R-3.3(60 ft total) | 5 | 24x24x23 | 28 | 477
|  | UPC-226-R4-5 | Sound Attenuator Tubing, 2.5" ID x 12'L, R-4.2 (60 ft total) | 5 | 24x24x23 | 32 | 561.8
|  | UPC-226-R6-5 | Sound Attenuator Tubing, 2.5" ID x 12'L, R-6.0 (60 ft total) | 5 | 26x26x33 | 36 | 762.14
|  | UPC-226-R8-5 | Sound Attenuator Tubing, 2.5" ID x 12'L, R-8.0 (60 ft total) | 5 | 26x26x33 | 40 | 886.16
|  | UPC-226D-R4-5 | Sound Attenuator, Double Vapor Barrier, 2.5"x12' R-4.2 (5 pcs) | 5 | 24x24x23 | 28 | 608.44
Aluminum Supply
|  | UPC-225-1 | Supply Tubing, Aluminum, 2.5" ID x 25'L, R-3.3 single length | 1 | 32x31x4 | 9 | 219.42
|  | UPC-225-3 | Supply Tubing, Aluminum, 2.5" ID x 25'L R-3.3 (75 ft total) | 3 | 34x34x12 | 30 | 576.64
|  | UPC-225-R4-3 | Supply Tubing, Aluminum, 2.5" ID x 25'L, R-4.2 (75 ft total) | 3 | 34x34x12 | 58 | 728.22
|  | UPC-225-R6-3 | Supply Tubing, Aluminum, 2.5" ID x 25'L, R-6.0 (75 ft total) | 3 | 38x38x19 | 58 | 984.74
|  | UPC-225-R8-3 | Supply Tubing, Aluminum, 2.5" ID x 25'L, R-8.0 (75 ft total) | 3 | 38x38x19 | 61 | 1076.96
Install Kits
Metal
|  | UPC-280M-1 | Outlet Kit, 2.5", Metal Plenum (single outlet) Includes Supply Outlet, 12' R-3.3 Attenuator Tube, Metal Plenum Take Off, Winter Shutoff Cap, (2) Scrim Core Clamps(silver), (2)Aluminum Clamps(black), Coupling with Tape Rings, (1) Balancing Orifice Kit | 1 | 26x22x5 | 5 | 203.52
|  | UPC-280MF-1 | Installation Kit, 2.5" Flat Metal Plenum, 1/box | 1 | 24x24x6 | 5 | 191.86
|  | UPC-280MR6-1 | Outlet Kit, 2.5", Metal Plenum (single outlet) Includes Supply Outlet, 12' R-6 Attenuator Tube, Metal Plenum Take Off, Winter Shutoff Cap, (2) Scrim Core Clamps, (2) Aluminum Clamps and a Coupling with Tape Rings, Balancing Orifice Kit | 1 | 26x22x5 | 8 | 338.14
|  | UPC-289M-5 | Installation Kit, 2.5", Round Metal Plenum (5 outlets) Includes (5) Supply Outlets, (5) Metal Take Offs, (5) Winter Supply Shutoff Caps, (10) Scrim Core Clamps(silver), (10) Toggles and Screws, (10) Aluminum Core Clamps (black), (1) Balancing Orifice Kit, (5) Couplings with (10) Tape Rings | 5 | 10x10x10 | 5 | 357.22
|  | UPC-289MF-5 | Installation Kit, 2.5", Rectangular Metal Plenum (5 outlets) Includes (5) Supply Outlets, (5) Metal Take Offs, (5) Winter Supply Shutoff Caps, (10) Scrim Core Clamps(silver), (10) Toggles and Screws, (10) Aluminum Core Clamps (black), (1) Balancing Orifice Kit, (5) Couplings with (10) Tape Rings | 5 | 14x14x14 | 8 | 357.22
Remember - With 2.5", fewer outlets are needed for same airflow.
Accessories - 2.5 Inch
Supply Air & Outlet Components
|  | UPC-228 | Take-off, 2.5" for round metal plenum (Includes gasket) | 1 | 5x5x5 | 1 | 41.34
|  | UPC-228F | Flat Take-off, 2.5" for square metal plenum (Includes gasket) | 1 | 5x5x5 | 1 | 47.7
|  | UPC-235-5 | 2.5" Balancing Kit for plenum take-offs | 5 | 5x5x5 | 1 | 92.22
|  | UPC-238-10 | Coupling, Duct, 2.5" Includes Clamps (makes 10 couplings/box) | 10 | 10x10x11 | 3 | 248.04
|  | UPC-242-20 | Winter shut-off plug, 2.5" Round Outlet, 20pk | 20 | 5x5x5 | 1 | 41.34
|  | UPC-245-5 | Deflector, Air, 2.5" Outlet | 5 | 5x5x5 | 1 | 61.48
|  | UPC-252-50 | Clamps, 2.5" Aluminum Supply Tubing (black) | 50 | 5x5x5 | 1 | 115.54
|  | UPC-253-50 | Clamps, 2.5" Sound Attenuator (silver) | 50 | 5x5x5 | 1 | 115.54
|  | UPC-286-5 | Frame-in Kits, 2.5" | 5 | 10x11x17 | 5 | 175.96
|  | UPC-288-20 | Screen, Outlet, 2.5", White | 20 | 5x5x5 | 1 | 83.74
|  | UPC-288-20-BLK | Screen, Outlet, 2.5", Black | 20 | 5x5x5 | 1 | 67.84
|  | A00123-003 | Ring, Tape, 4.0" (no slits) | 1 | 5x5x5 | 1 | 5.3
|  | A00123-006 | Ring, Tape, 5.0", 2.5" Duct, Red - R6 | 1 | 5x5x5 | 1 | 6.36
|  | A01502-002-K05 | Gasket, Round, Flanged Outlet, 2.5" (5 pieces) | 5 | 5x5x5 | 1 | 33.92
|  | A01502-002 | Gasket, Round, Flanged Outlet, 2.5" | 1 | 5x5x5 | 1 | 3.18
Unico Plenum
Unico Plenum
|  | USM-01 | Duct,Galv,7Dx5'x28GA (1 piece) | 1 | 11x11x63 | 10 | 29.68
|  | USM-02 | Duct,Galv,9Dx5'x28GA (1/piece) | 1 | 11x11x63 | 10 | 69.96
|  | USM-03 | Elbow,Galv,7Dx28 GA. (1/piece) | 1 | 23x15x14 | 5 | 14.84
|  | USM-04 | Elbow,Galv,9Dx28GA. (1/piece) | 1 | 23x15x14 | 5 | 23.32
|  | USM-05 | End Cap,Galv,Uncrmp,7" I.D. (1/piece) | 1 | 23x15x14 | 5 | 27.56
|  | USM-06 | End Cap,Galv,Uncrmp,9" I.D. (1/piece) | 1 | 23x15x14 | 5 | 31.8
|  | USM-07 | Tee,Galv,7Dx28GA (1/piece) | 1 | 23x15x14 | 5 | 95.4
|  | USM-08 | Tee,Galv,9Dx28GA (1/piece) | 1 | 23x15x14 | 5 | 112.36
|  | USM-09 | Tee,Reducer,Galv, 9x7x7x28GA (1/piece) | 1 | 23x15x14 | 5 | 59.36
|  | USM-10 | Insul,Sleeve,Silver,7Dx5'x2" R6 (1/piece) | 1 | 23x15x14 | 5 | 49.82
|  | USM-10-R8 | Insul,Sleeve,Silver,7Dx5'x2" R8 (1/piece) | 1 | 23x15x14 | 5 | 63.6
|  | USM-11 | Insul,Sleeve,Silver,9Dx5'x2" R6 (1/piece) | 1 | 23x15x14 | 5 | 45.58
|  | USM-11-R8 | Insul,Sleeve,Silver,9Dx5'x2" R8 (1/piece) | 1 | 23x15x14 | 5 | 50.88
|  | USM-12 | Reducer,Galv,9x7x28GA (1/piece) | 1 | 23x15x14 | 5 | 11.66
|  | USM-13 | Duct,Galv,10Dx5'x28GA (1/piece) | 1 | 12x12x63 | 10 | 42.4
|  | USM-14 | Elbow,Galv, 10" (1/piece) | 1 | 23x15x14 | 5 | 19.08
|  | USM-15 | Tee,Galv, 10" (1/piece) | 1 | 23x15x14 | 5 | 84.8
|  | USM-16 | Insul,Sleeve,Silver, 10Dx5'x2" R6 (1/piece) | 1 | 23x15x14 | 5 | 44.52
|  | USM-16-R8 | Insul,Sleeve,Silver, 10Dx5'x2" R8 (1/piece) | 1 | 23x15x14 | 5 | 76.32
|  | USM-17 | Reducer,Galv, 10" X 9" (1/piece) | 1 | 23x15x14 | 5 | 16.96
|  | USM-18 | End Cap,Galv, Galv, 10" (1/piece) | 1 | 23x15x14 | 5 | 12.72
|  | USM-19 | Tee,Galv, Reducer, 10 X 9 X 9" (1/piece) | 1 | 23x15x14 | 5 | 38.16
Electric Furnace and Replacement Parts
Single Phase 240V
|  | WON0202-C | Furnace, Electric, 2 kW, 1P/230V (matches all models)** | 1 | 16x20x29 | 22 | 904.18
|  | WON0502-C | Furnace, Electric, 5 kW, 1P/230V (matches all models)** | 1 | 16x20x29 | 22 | 947.64
|  | WON0752-C | Furnace, Electric, 7.5 kW, 1P/230V (matches all models)** | 1 | 16x20x29 | 29 | 1073.78
|  | WON1002-C | Furnace, Electric, 10 kW, 1P/230V (matches 2430, 3036, 3642 4860)** | 1 | 16x20x29 | 35 | 1171.3
|  | WON1502-C | Furnace, Electric, 15 kW, 1P/230V (matches 2430, 3036, 3642, 4860)** | 1 | 16x20x29 | 36 | 1937.68
|  | WON2002-C | Furnace, Electric, 20 kW, 1P/230V (matches 3036, 3642, 4860)** | 1 | 39x19x13 | 51 | 2128.48
Three Phase 240V
|  | WON0754-C | Furnace, Electric, 7.5 kW, 3P/230V (matches all models)** | 1 | 16x20x29 | 29 | 1149.04
|  | WON1004-C | Furnace, Electric, 10 kW, 3P/230V (matches 2430, 3036, 3642, 4860)** | 1 | 16x20x29 | 28 | 1245.5
|  | WON1504-C | Furnace, Electric, 15 kW, 3P/230V (matches 2430, 3036, 3642, 4860)** | 1 | 16x20x29 | 36 | 1954.64
Accessories
|  | A01007-K01 | Adapter, Supply, WON Heater, 7" diameter | 1 | 13x13x4 | 2 | 142
|  | A01007-K02 | Adapter, Supply, WON Heater, 9" diameter | 1 | 13x13x4 | 2 | 141
|  | A01007-K03 | Adapter, Supply, WON Heater, 10" diameter** | 1 | 13x13x4 | 2 | 141
|  | A01008-K01 | Adapter, Supply, WON Heater, (for 6.5" sq. fiberglass) | 1 | 13x13x3 | 2 | 142
|  | A01008-K02 | Adapter, Supply, WON Heater, (for 8.5" sq. fiberglass) | 1 | 13x13x3 | 4 | 142
|  | A01008-K03 | Adapter, Supply, WON Heater, (for 8.5" sq. fiberglass) | 1 | 13x13x3 | 4 | 150
** WON Electric Furnace comes with both 10" Dia and 9.5" sq. supply adapter, mounting collar, and restrictor plate.
Replacement Parts
|  | A00257-001 | Fuse Link (for WUN series - Temp. 305.6°F/152°C | 1 | 5x5x5 | 1 | 24.38
|  | A00257-002 | Fuse Link (for WON series - Temp. 249.8°F/121°C | 1 | 5x5x5 | 1 | 31.8
|  | A00802-003 | Fan Interlock Relay, 1-pole | 1 | 5x5x5 | 1 | 64.66
|  | A01011-001 | Auto Limit, L-145 (WUN series) | 1 | 5x5x5 | 1 | 37.1
|  | A01011-002 | Auto Limit, 2-PL65 (WON series) | 1 | 5x5x5 | 1 | 73.14
|  | A01012-001 | Sequencer, 1-pole (WUN or WON series) | 1 | 5x5x5 | 1 | 84.8
|  | A01012-002 | Sequencer, 2-pole (WUN or WON series) | 1 | 5x5x5 | 1 | 106
|  | A01013-001 | Contactor, Heater Element, 1-pole | 1 | 5x5x5 | 1 | 89.04
|  | A01013-002 | Contactor, Heater Element, 2-pole | 1 | 5x5x5 | 1 | 85.86
|  | A01051-215 | Breaker, 2-pole, 15 amp (blower circuit - WON series) | 1 | 5x5x5 | 1 | 248.04
|  | A01051-250 | Breaker, 2-pole, 50 amp (WON**02 series) | 1 | 5x5x5 | 1 | 239.56
|  | A01241-001 | Jumper Bar, Heater, 4 pole | 1 | 5x5x5 | 1 | 100.7
|  | A01241-002 | Jumper Bar, Heater, 6 pole | 1 | 5x5x5 | 1 | 145.22
|  | A01484-001 | Relay, 1 Pole (Requires A01485 rectifier) | 1 | 5x5x5 | 1 | 25.44
|  | A01484-002 | Relay, 2 Pole (Requires A02141 rectifier) | 1 | 5x5x6 | 1 | 60.42
|  | A01485-001 | Rectifier, 5 Second Delay - CRR9-5 (Requires A01484-001 relay) | 1 | 5x5x5 | 1 | 18.02
|  | A01485-003 | Rectifier, 9 Second Delay - CRR9-9 (Requires A01484-001 relay) | 1 | 5x5x5 | 1 | 18.02
|  | A01673-001 | Air Pressure Switch | 1 | 5x5x5 | 1 | 164.3
|  | A01674-K01 | Air Pressure Switch (Upgrade Kit Electric Furnace) | 1 | 5x5x5 | 1 | 148.4
Replacement Parts Cont.
|  | A02401-G01 | Stack, Element, Complete, 3.75 (No Revision - Model # WON0752) | 1 | 10x10x10 | 3 | 212
|  | A02401-G04 | Stack, Element, Complete, 4.8k (No Revision - Model # WON0502, WON1002, WON1502 and WON2002 | 1 | 10x10x10 | 3 | 212
|  | A02401-G08 | Stack, Element, Complete, 4.8k (Revision A - Model #'s WON0502-A, WON1002-A, WON1502-A and WON2002-A) | 1 | 10x10x10 | 3 | 212
|  | A02401-G08X | Heater Element Stack, Complete, 2 Section, 4.8kW each section (Revision A - Model # WON1002-A) | 1 | 10x10x10 | 6 | 424
|  | A02401-G13 | Stack, Element, Complete, 4.8k (Revision B or C - Model #'s WON0502-B or C, WON1002-B or C, WON1502-B or C and WON2002-B or C | 1 | 10x10x10 | 3 | 212
|  | A02401-G13X | Heater Element Stack, Complete, 2 Section, 4.8kW each section (Revision B and C - Model # WON1002-B or C) | 1 | 16.75x11x 9 | 6 | 424
|  | A02401-G14X | Heater, Element Stack, Complete, 3 Section, 4.8kW each section (Revision B and C - Model # WON1502-B or C) | 1 | 16.75x11x 9 | 9 | 636
|  | A02401-G15X | Heater Element Stack, Complete, 4 Section, 4.8kW each section (Revision B and C - Model # WON2002-B or C) | 1 | 16.75x11x9 | 12 | 848
|  | A02141-001 | Rectifier, 5 Second Delay (Requires A01484-002 relay) | 1 | 5x5x6 | 1 | 18.02
|  | A02141-003 | Rectifier, 9 Second Delay, (WON0752-C, 1002-C, 1502-C) (Requires A01484-002 relay) | 1 | 5x5x5 | 1 | 18.02
Accessories
Thermostats
|  | A00915-G03 | Thermostat, Universal, Single-Stage 1-Heat/1-Cool, Programmable | 1 | 8x8x4 | 2 | 177.02
|  | A00915-G04 | Thermostat, Universal, Multi-Stage 2-Heat/1-Cool, Programmable | 1 | 8x8x4 | 2 | 290.44
|  | A00915-G05 | Thermostat, Universal, Multi-Stage, Touch-Screen, 3-Heat/2-Cool, Programmable | 1 | 8x8x4 | 2 | 564.98
Round Plenum
|  | UPC-19V-090707 | Tee, Reducer, Galv., 9" x 7" x 7" (with Turning Vane) | 1 | 23x15x13 | 4 | 85.86
|  | UPC-19V-100909 | Galvanized Reducer Tee, 10" x 9" x 9" (with turning vane) | 1 | 23x15x13 | 5 | 102.82
|  | UPC-11-07R-4 | Turning Vane, Round Duct, 7" | 4 | 10x10x11 | 5 | 97.52
|  | UPC-11-09R-4 | Turning Vane, Round Duct, 9" | 4 | 13x13x10.5 | 5 | 133.56
|  | UPC-11-10R-4 | Turning Vane, Round Duct, 10" | 4 | 13x13x10.5 | 5 | 177.02
Tools
|  | Turbometer | Air Velocity meter, Turbometer® | 1 | 8x8x5 | 1 | 312.7
® Turbometer is a registered trademark of Davis Instruments
Duct Tape
|  | UPC-17 | Tape, Thermal (iron on), UL 181A-H, 3" x 350' | 1 | 8x8x4 | 2 | 146.28
|  | UPC-17B-FX | Tape, Pressure Sensitive (aluminum), UL 181A-P - 181B-F/X, 2.5" x 180' | 1 | 8x8x4 | 2 | 66.78
Square Plenum
|  | UPC-62 | Adapter Kit, Supply Collar, 8.5" sq | 1 | 10x10x2.5 | 2 | 38.16
Replacement Parts
Mild Weather Kits
|  | UPC-65X | Mild Weather Kits, R-410A only (recommended for heat pumps) | 1 | 5x5x5 | 1 | 214.12
|  | UPC-65 | Mild Weather Kits, R-22 only (recommended for heat pumps) | 1 | 5x5x5 | 1 | 127.2
Coil Assembly
|  | A00326-K01 | Coil Assy, M1218CL-E, Non-Coated | 1 | 26x13x19 | 26 | 834.8178
|  | A00326-K02 | Coil Assy, M1218CL-E, E-Coated | 1 | 26x13x20 | 26 | 1111.94
|  | A00397-G01 | Coil Assy, Chilled Water, U1218, M1218 | 1 | 26x13x20 | 26 | 703.84
|  | A00791-K01 | Coil Assy, M2430CL1-B or MC2436C-A or MC2430C,X | 1 | 30x14x22 | 32 | 989.0054
|  | A00791-K03 | Coil Assy, M2430CL1-B or MC2436C-A or MC2430C,X, E-Coated | 1 | 30x14x22 | 32 | 1100.28
|  | A00791-K04 | Coil Assy, M2430CR1-E or MC2436C-A or MC2430C,X, E-Coated | 1 | 30x14x22 | 32 | 1169.18
|  | A00793-K01 | Coil Assy, M2430CL1-E or MC2436H or MC2430H,X | 1 | 30x14x22 | 34 | 1116.18
|  | A00793-K03 | Coil Assy, M2430CL1-E or MC2436H or MC2430H,X, E-Coated | 1 | 30x14x22 | 34 | 1429.94
|  | A00793-K04 | Coil Assy, M2430CR1-E or MC2436H or MC2430H,X, E-Coated | 1 | 30x14x22 | 34 | 1286.84
|  | A01622-K01 | Coil Assy Kit, M3036CL1-B | 1 | 35x14x22 | 68 | 984.74
|  | A01622-K04 | Coil Assy Kit, M3036CL1-B, E-Coated | 1 | 35x14x22 | 68 | 1297.44
|  | A01622-K05 | Coil Assy Kit, M3036CR1-E, E-Coated | 1 | 35x14x22 | 68 | 1358.92
|  | A00790-K01 | Coil Assy, M3642CL1-B or MC4260C-A or MC3642C,X | 1 | 43x14x22 | 42 | 1298.0802
|  | A00790-K03 | Coil Assy, M3642CL1-B or MC4260C-A or MC3642C,X, E-Coated | 1 | 43x14x22 | 42 | 1480.82
|  | A00790-K04 | Coil Assy, M3642CR1-E or MC4260C-A or MC3642C,X, E-Coated | 1 | 43x14x22 | 42 | 1510.5
|  | A00792-K01 | Coil Assy, M3642CL1-E or MC4260H or MC3642H,X | 1 | 43x14x22 | 52 | 1315.46
|  | A00792-K03 | Coil Assy, M3642CL1-E or MC4260H or MC3642H,X, E-Coated | 1 | 43x14x22 | 52 | 1785.04
|  | A00792-K04 | Coil Assy, M3642CR1-E or MC4260H or MC3642H,X, E-Coated | 1 | 43x14x22 | 52 | 1705.54
|  | A00811-K01 | Coil Assy, M4860CL1-B or MC4860C,X | 1 | 45x29x20 | 52 | 1538.06
|  | A00811-K02 | Coil Assy, M4860CL1-B or MC4860C,X, E-Coated | 1 | 45x29x20 | 52 | 2164.52
|  | A00811-K03 | Coil Assy, M4860CL1-E or MC4860H,X | 1 | 45x29x20 | 58 | 2010.82
|  | A00811-K04 | Coil Assy, M4860CL1-E or MC4860H,X, E-Coated | 1 | 45x29x20 | 58 | 2636.22
Replacement Parts, continued
Coil Assembly, continued
|  | A01126-G01 | Coil Assy, Chilled Water, M4860CL1-C or MC4860W | 1 | 45x29x20 | 58 | 1879.38
|  | A01835-K02 | Coil Assy Kit, M2430CL-A (iSeries) | 1 | 30x14x22 | 29 | 1198.86
|  | A01665-K02 | Coil Assy Kit, M2430CL-C (Chilled Water Coil) | 1 | 30x14x22 | 42 | 1295.32
|  | A01858-K01 | Coil Assy Kit, M3036CL-A (iSeries) | 1 | 35x14x22 | 42 | 1411.92
|  | A01665-K01 | Coil Assy Kit, M3036CL-C (Chilled Water Coil) | 1 | 35x14x22 | 42 | 1487.18
|  | A01736-K02 | Coil Assy Kit, M3036CL-E | 1 | 35x14x22 | 29 | 1424.64
|  | A01736-K04 | Coil Assy Kit, M3036CL-E, E-Coated | 1 | 35x14x22 | 29 | 1738.4
|  | A01736-K05 | Coil Assy Kit, M3036CR-E, E-Coated | 1 | 35x14x22 | 29 | 1800.94
|  | A01665-K03 | Coil Assy Kit, M3642CL-C (Chilled Water Coil) | 1 | 43x14x22 | 42 | 1810.48
|  | A01948-G01 | Coil Assy, V2430-B | 1 | 23x23x22 | 30 | 1262.46
|  | A01948-G01-C | Coil Assy, V2430-B, E-Coated | 1 | 23x23x22 | 30 | 1575.16
|  | A01914-G01 | Coil Assy, V2430-H | 1 | 25x20x17 | 30 | 1630.28
|  | A01914-G01-C | Coil Assy, V2430-H, E-Coated | 1 | 25x20x17 | 30 | 1942.98
|  | A01951-G01 | Coil Assy, V3036-B | 1 | 29x21x17 | 34 | 1348.32
|  | A01951-G01-C | Coil Assy, V3036-B, E-Coated | 1 | 29x21x17 | 34 | 1659.96
|  | A01950-G01 | Coil Assy, V3036-E | 1 | 29x21x17 | 34 | 1780.8
|  | A01950-G01-C | Coil Assy, V3036-E, E-Coated | 1 | 29x21x17 | 34 | 2092.44
|  | A01958-G01 | Coil Assy, V3642-B | 1 | 32x30x24 | 40 | 1550.78
|  | A01958-G01-C | Coil Assy, V3642-B, E-Coated | 1 | 32x30x24 | 40 | 2019.3
|  | A01957-G01 | Coil Assy, V3642-E | 1 | 32x30x24 | 38 | 1940.86
|  | A01957-G01-C | Coil Assy, V3642-E, E-Coated | 1 | 32x30x24 | 38 | 2411.5
|  | A02389-G01 | Coil Assy, V2430-C (Chilled Water) | 1 | 34x16x18 | 29 | 1646.18
|  | A02395-G01 | Coil Assy, V3036-C (Chilled Water) | 1 | 29x22x18 | 36 | 1822.14
|  | A02396-G01 | Coil Assy, V3642-C (Chilled Water) | 1 | 28x21x20 | 36 | 2009.76
|  | A00392-001 | Line, Liquid 1218 | 1 | 5x5x5 | 1 | 14.84
|  | A01023-G01 | Line, Liquid, AC, 2430, 3036, 3642 | 1 | 5x5x5 | 1 | 26.5
|  | A01024-G01 | Line, Liquid, HP, 2430, 3036, 3642 | 1 | 5x5x5 | 1 | 27.56
|  | A01044-G01 | Line, Liquid, 4860 | 1 | 5x5x5 | 1 | 21.2
TX Valves and parts
|  | A00031-003 | Valve, TX, R-22, IVE-2.5-GA, MC2436/HP2436 sweat | 1 | 5x5x5 | 2 | 204.58
|  | A00031-004 | Valve, TX, R-22, IVE-4-GA, MC4260/HP4860 sweat | 1 | 5x5x5 | 2 | 203.52
|  | A00366-002 | Valve, TX, R-410A, CBIZE-1.5 (U1218, M1218), flare, (AC/HP) | 1 | 5x5x5 | 2 | 165.36
|  | A00808-002 | Valve, TX, R-22, CBIVE-2 (MC2430H/MC2430C), chatleff thread | 1 | 5x5x5 | 2 | 172.78
|  | A00808-004 | Valve, TX, R-22, CBIVE-3 (MC3642H/MC3642C), chatleff thread | 1 | 5x5x5 | 2 | 177.02
|  | A00808-005 | Valve, TX, R-22, CBIVE-4 (MC4860H, MC4860C), chatleff thread | 1 | 5x5x5 | 2 | 177.02
|  | A00808-K13 | Valve, TX, R-410A, CBBIZE-2 (MC2430HX/CX), chatleff thread 2430 B &E | 1 | 5x5x5 | 2 | 173.84
|  | A00808-K14 | Valve, TX, R-410A, CBBIZE-3 (MC3642HX/CX), chatleff thread 3642 B & E or 3036 B & E | 1 | 5x5x5 | 2 | 173.84
|  | A00808-K15 | Valve, TX, R-410A, CBBIZE-4 (MC4860HX/CX), 4860 B & E | 1 | 5x5x5 | 2 | 189.74
|  | A00809-001 | Seal, TXV, O-Ring, Teflon | 1 | 5x5x5 | 1 | 5.3
Control Box
|  | A00175-K03 | Control Box Assembly (ST2 models) | 1 | 11x11x5 | 10 | 369.94
|  | A00175-K04 | Control Box Assembly (ACB models) includes A00987-G01 wiring harness | 1 | 15x8x5.5 | 6 | 620.1
|  | A00175-K07 | SCB Control Box Assembly for 120/230V (EC1/EC2 model) | 1 | 15.5x6.5x5 | 6 | 1015.48
|  | A00175-K16 | Control Box Assembly (1218 standard model) | 1 | 11x11x5 | 10 | 820
|  | A01882-K01 | SCB Control Box Assembly for 120/230V, (EC1/EC2) AHU, Vertical | 1 | 15x8x6 | 10 | 1200
|  | A01882-K04 | Ctrl box Assy, iSERIES, Vertical, US | 1 | 8x6x15 | 10 | 1401.32
|  | A01469-K03 | Circuit Board, SCB (All EC1 & EC2 Products) | 1 | 11x11x5 | 6 | 553.32
|  | A01470-K01 | Control Board, USB for SCB (daughter board) | 1 | 5x5x5 | 1 | 73.14
|  | A01802-K01 | Circuit Board, Replacement Board for all blowers with ACB | 1 | 10x10x5 | 3 | 585.12
|  | A00985-G01 | Harness, adapter, ACB to MP motor | 1 | 5x5x5 | 1 | 41.34
|  | A01473-G01 | Harness, Wire, SCB/USB to ECM | 1 | 5x5x5 | 1 | 61.48
|  | A01474-G01 | Harness, Wire, SCB to USB | 1 | 5x5x5 | 1 | 37.1
|  | A01525-G01 | Cable Extension, ECM (CE), 59" | 1 | 10x10x11 | 3 | 704.9
|  | A02624-G01 | Harness, Wiring, ECM 120/208/230V | 1 | 5x5x5 | 1 | 49.82
|  | A02622-K01 | ECM Tester Kit | 1 | 5x5x5 | 1 | 32
|  | A02701-K01 | Dual voltage transformer, 120-208-230V/24V, For all model blowers | 1 | 5x5x5 | 1 | 81.62
When ordering a replacement wire harness for EC motor, please contact Customer Service.
|  | A00795-001 | Control, Variable Speed, 5 amp (for A00175-G02) | 1 | 5x5x5 | 1 | 167.48
|  | A01002-013 | Slow blow fuse, 2.5 amps (for ACB boards) | 1 | 5x5x5 | 1 | 4.24
|  | A01412-001 | Slow blow fuse, 2 amps (for SCB & ACB2 boards) | 1 | 5x5x6 | 1 | 4.24
Motors
|  | A01018-G20 | Motor Kit, 1218, 2430 ,EC (A01426-002) | 1 | 10x10x10 | 20 | 1005.94
|  | A01018-G21 | Motor Kit, 3036/3642/4860 ,EC (A01426-003) | 1 | 10x10x10 | 20 | 1350.44
|  | A00138-001 | Motor, MB2436L 1625 RPM, 1/2 HP (capacitor included) (8WV09) | 1 | 10x10x11 | 21 | 420.82
|  | A00139-001 | Motor, MB4260L 1625 RPM, 1 HP (capacitor included) (9AKR6) | 1 | 10x10x11 | 23 | 507.0192
|  | A01373-G01 | Motor mount kit, U1218, M1218 | 1 | 10x10x11 | 2 | 79.5
|  | A01373-G02 | Motor mount kit, M2430, M3642, M3036, M4860 | 1 | 10x10x11 | 2 | 63.6
|  | A01018-G01 | Motor, M1218 (3-speed) (7.5uf capacitor included) (A00331-001) | 1 | 10x10x11 | 18 | 450.3563
|  | A01018-G05 | Motor, M2430BL1-ST2 (10uf capacitor included) (A00579-002) | 1 | 10x10x11 | 20 | 479.12
|  | A01018-G09 | Motor, M3036BL1-ST2, M3642BL1-ST2 and M4860BL1-ST2 (10uf capacitor included) (9MTVBC) (A00579-003) | 1 | 10x10x11 | 23 | 534.24
|  | A01018-G03 | Motor, MP High, M1218+CB (10uf capacitor included) (A00974-001) | 1 | 10x10x11 | 23 | 483.36
|  | A01018-G07 | Motor, MP High, MB2430L+CB (10uf capacitor included) (A00975-001) | 1 | 10x10x11 | 20 | 510.92
|  | A01018-G14 | Motor, MP High Eff. MB3642L+CB & MB4860L+CB (10uf cap included) (A00975-002) | 1 | 10x10x11 | 23 | 566.04
MP High Efficiency Motor is compatible with Advanced Control Board Only
EC Variable Speed Motor is Compatible with SMART Control Board Only
High Speed Blower Module and Parts
|  | A00054-001 | Motor, MB2436H, HP2436, VP2436 3450 RPM, .5HP(cap. included) (8WV20) | 1 | 10x10x11 | 21 | 447.32
|  | A00141-001 | Motor, MB4260H, HP4860, VP4860 3450 RPM, 1 HP (cap. included) (8WV21) | 1 | 10x11x11 | 25 | 583
|  | A00036-002 | Wheel, Blower, 6.3D x 3.8W SWSI (VP / HP4860) | 1 | 10x10x11 | 4 | 149.46
|  | A00082-002 | Wheel, Blower, 6.3D x 2.0W SWSI (MB2436H & VP/HP 2436) | 1 | 10x10x9 | 4 | 192.92
|  | A00082-004 | Wheel, Blower, 6.3D x 3.3W SWSI (MB4260H) | 1 | 10x10x10 | 4 | 203.52
Restrictor Plate
|  | A00533-001 | Plate, Restrictor, Round Duct, M2430BL1-ST2 | 1 | 8x8x4 | 1 | 12.72
|  | A00589-001 | Plate, Restrictor, Round Duct, M3036BL1-ST2 and M3642BL1-ST2 | 1 | 10x10x3 | 1 | 12.72
|  | A00590-001 | Plate, Restrictor, Round Duct, M4860BL1-ST2 | 1 | 11x11x5 | 1 | 11.66
|  | A00590-002 | Plate, Restrictor (for all WON series heaters) | 1 | 13x13x3 | 1 | 20.14
|  | A00921-001 | Plate, Restrictor, Square Duct, M2430BL1-ST2 | 1 | 8x8x4 | 1 | 12.72
|  | A00922-001 | Plate, Restrictor, Square Duct, M3036BL1-ST2 and M3642BL1-ST2 | 1 | 10x10x3 | 1 | 12.72
|  | A00923-001 | Plate, Restrictor, Square Duct, M4860BL1-ST2 | 1 | 13x13x3 | 1 | 20.14
| Blower Wheels | Wheels
|  | A00584-K03 | Wheel, Blower, EC, M2430BL1-EC2/1 | 1 | 10x10x11 | 4 | 130.38
|  | A00582-K03 | Wheel, Blower, EC, M3642BL1-EC2/1, M3036BL1-EC2/1 | 1 | 10x10x11 | 4 | 150.52
|  | A00580-K03 | Wheel, Blower, EC, M4860BL1-EC2/1 | 1 | 10x10x11 | 4 | 138.86
|  | A00757-001 | Wheel, Blower, 9.5D x 1.50 SWSI (U1218, M1218), for ACB, EC2/1, and ST2 | 1 | 10x10x11 | 4 | 152.64
|  | A00137-001 | Wheel, Blower, 9.5D x 3.00 SWSI (MB2436L) | 1 | 10x10x11 | 4 | 132.5
|  | A00137-002 | Wheel, Blower, 9.5D x 4.50 SWSI (MB4260L) | 1 | 10x10x11 | 4 | 142.04
|  | A00584-K01 | Wheel, Blower, 9.5D x 3.75 DWDI (M2430BL1-ST2 & +CB) | 1 | 10x10x11 | 4 | 103.88
|  | A00582-K01 | Wheel, Blower, 9.5D x 5.00 DWDI (M3036 and 3642BL1-ST2 & +CB) | 1 | 10x10x11 | 4 | 113.42
|  | A00580-K01 | Wheel, Blower, 9.5D x 7.75 DWDI (M4860BL1-ST2 & +CB) | 1 | 10x10x11 | 4 | 109.18
Capacitors
|  | A00351-003 | Capacitor, Oval, 10 mfd (for motors A001018-G03, G05, G07, G09, G14) | 1 | 5x5x5 | 1 | 42.4
|  | A00351-001 | Capacitor, Oval, 7.5 mfd (for motor A01018-G01) | 1 | 5x5x5 | 1 | 20.14
Relays and Switches
|  | A00244-K01 | AFS Bypass Relay Kit | 1 | 5x5x5 | 1 | 64.66
|  | A00056-G02 | Relay, Fan (for MB2436, MB4260 & U1218 & M1218 ST2 model) | 1 | 5x5x5 | 1 | 58.3
|  | A00802-001 | Relay, Fan (for M2430, 3036, 3642 and 4860 ST2 models) | 1 | 5x5x5 | 1 | 33.92
|  | A00060-K03 | AFS (Anti Frost Switch), Single (for MC2436, MC4260 & M1218) | 1 | 5x5x5 | 1 | 59.36
|  | A00060-K04 | AFS (Anti Frost Switch), Double (for all refrigerant coils) | 1 | 5x5x5 | 1 | 82.68
U-Traps
|  | A00924-G05 | Kit, U-Trap w/Float Switch, Cooling Module (EZT - 241-3/4") | 1 | 10x10x11 | 4 | 117.66
|  | A00924-G06 | Kit, U-Trap w/Float Switch, M1218 (EZT - 242-1/2") | 1 | 10x10x11 | 4 | 120.84
Return Filter Grilles
|  | A00051-005 | Grille, Filter, UPC-01-1218, 14" x 20" | 1 | 25x22x5 | 4 | 118.72
|  | A00051-003 | Grille, Filter, UPC-01-2430, 14" x 25" | 1 | 30x22x5 | 4 | 139.92
|  | A00051-004 | Grille, Filter, UPC-01-3036, UPC-01-3642, 14" x 30" | 1 | 34x19x8 | 4 | 182.32
|  | A00051-006 | Grille, Filter, UPC-01-4860, 24" x 30" | 1 | 35x35x12 | 6 | 244.86
|  | A00051-007 | Grille, Filter, UPC-01-4860NC, 20" x 30" | 1 | 35x35x12 | 6 | 191.86
Misc. Panels, Latches & Gaskets
|  | A00218-002 | Panel, Access, Modular, Solid | 1 | 16x17x4 | 2 | 16.96
|  | A00176-002 | Latch, Keeper | 1 | 5x5x5 | 1 | 4.24
|  | A00176-001 | Latch, Draw | 1 | 5x5x5 | 1 | 5.3
Primary Drain Pans
|  | A00095-K01 | Primary Drain Pan M2430 | 1 | 23x8x17 | 10 | 136.74
|  | A00095-K02 | Primary Drain Pan M3642 | 1 | 33x8x17 | 10 | 149.46
|  | A00095-K05 | Primary Drain Pan M3036 | 1 | 31x7x4 | 10 | 140.98
|  | A00332-K01 | Primary Drain Pan U1218, M1218 | 1 | 23x9x17 | 15 | 131.44
|  | A00835-G01 | Primary Drain Pan M4860 | 1 | 42x18x26 | 25 | 380.54
Motor and Control Board Upgrade Kits
Upgrade Kit to EC Motor & S.M.A.R.T. Control Board (SCB)
|  | A01543-K22 | Kit, Upgrade, SCB with EC Motor, for M2430 | 1 | 16x20x29 | 20 | 2226
|  | A01543-K23 | Kit, Upgrade, SCB with EC Motor, for M3642 | 1 | 16x20x29 | 20 | 2538.7
|  | A01543-K24 | Kit, Upgrade, SCB with EC Motor, for M4860 | 1 | 16x20x29 | 20 | 2588.52
EC Upgrade Kit Can Be Installed On Blower Modules M2430, M3642, M4860
EC Upgrade Kit contains Wheel, Motor, Control Box for 230V blowers, USB cable, software CD, and cable
Square Fireboard Plenum Components
| R-4.2 | UPC-11-065S-4 | Turning Vane, Square, 6.5" | 4 | 13x13x10.5 | 5 | 117.66
|  | UPC-11-085S-4 | Turning Vane, Square, 8.5" | 4 | 23x10x11 | 5 | 162.18
|  | UPC-11-095S-4 | Turning Vane, Square, 9.5" | 4 | 23x10x11 | 6 | 175.96
|  | UPC-12-065S6-4 | Duct, Fiberglass, 6.5" x 6.5" I.D. x 6' long | 4 | 18x18x72 | 30 | 805.6
|  | UPC-12-085S6-4 | Duct, Fiberglass, 8.5" x 8.5" x 6' long | 4 | 21.5x21.5x72 | 34 | 823.62
|  | UPC-12-095S6-4 | Duct, Fiberglass, 9.5" x 9.5" x 6' long | 4 | 24x24x72 | 40 | 1015.48
|  | UPC-12-065S6-8F | Duct, Fiberglass, 6.5" x 6.5" x 6' long, Flat (unassembled) | 8 | 34x8x72 | 60 | 1041.98
|  | UPC-12-085S6-8F | Duct, Fiberglass, 8.5" x 8.5" x 6' long, Flat (unassembled) | 8 | 42x8x72 | 68 | 1186.14
|  | UPC-15-065S-4 | End Caps, Fiberglass for 6.5" x 6.5" duct | 4 | 8x8x5 | 1 | 47.7
|  | UPC-15-085S-4 | End Caps, Fiberglass for 8.5" x 8.5" duct | 4 | 10x10x5 | 2 | 75.26
|  | UPC-15-095S-4 | End Caps, Fiberglass for 9.5" x 9.5" duct | 4 | 10x11x17 | 2 | 92.22
|  | UPC-16V-065S-1 | Tee, Full Flow, Fiberglass, 6.5" x 6.5" I.D. (w/ Turning Vane) | 1 | 14x16x9 | 4 | 180.2
|  | UPC-16V-065S-4 | Tee, Full Flow, Fiberglass, 6.5" x 6.5" I.D., 4 pack (w/ Turning Vane) | 4 | 32x21x18 | 12 | 605.26
|  | UPC-16V-085S-1 | Tee, Full Flow, Fiberglass, 8.5" x 8.5" I.D. (w/ Turning Vane) | 1 | 29x16x20 | 5 | 197.16
|  | UPC-16V-085S-4 | Tee, Full Flow, Fiberglass, 8.5" x 8.5" I.D., 4 pack (w/ Turning Vane) | 4 | 27x20.5x47 | 14 | 605.26
|  | UPC-16V-095S-1 | Tee, Full Flow, Fiberglass, 9.5" x 9.5" I.D. (w/ Turning Vane) | 1 | 29x16x20 | 6 | 209.88
|  | UPC-16V-095S-4 | Tee, Full Flow, Fiberglass, 9.5" x 9.5" I.D., 4 pack (w/ Turning Vane) | 4 | 27x20.5x47 | 15 | 674.16
|  | UPC-18-065S-1 | Elbow, 90°, Fiberglass, 6.5" x 6.5" I.D. | 1 | 14x14x9 | 2 | 118.72
|  | UPC-18-065S-4 | Elbow, 90°, Fiberglass, 6.5" x 6.5" I.D., 4 pack | 4 | 30x18x18 | 9 | 404.92
|  | UPC-18-085S-1 | Elbow, 90°, Fiberglass, 8.5" x 8.5" I.D | 1 | 29x16x20 | 3 | 120.84
|  | UPC-18-085S-4 | Elbow, 90°, Fiberglass, 8.5" x 8.5" I.D, 4 pack | 4 | 24x23.5x45 | 15 | 434.6
|  | UPC-18-095S-1 | Elbow, 90°, Fiberglass, 9.5" x 9.5" I.D. | 1 | 29x16x20 | 3 | 151.58
|  | UPC-18-095S-4 | Elbow, 90°, Fiberglass, 9.5" x 9.5" I.D., 4 pack | 4 | 24x23.5x45 | 15 | 492.9
|  | UPC-29-9585S-1 | Reducer, Fiberglass, 9.5" sq. x 8.5" sq. | 1 | 23x15x14 | 3 | 110.24
|  | UPC-29-9565S-1 | Reducer, Fiberglass, 9.5" sq. x 6.5" sq. | 1 | 23x15x14 | 3 | 110.24
|  | UPC-29-8565S-1 | Reducer, Fiberglass, 8.5" sq. x 6.5" sq. | 1 | 23x12x11 | 3 | 110.24
All fiberglass duct and fittings are made of 1" thick fiberglass duct board.
| R-6.0 All R-6.0 are non-stocked items, call for availability | UPC-12-065R6-4 | Duct, Fiberglass, 6.5" x 6.5" I.D. x 6' long | 4 | 73x19x19 | 40 | 895.7
|  | UPC-12-085R6-4 | Duct, Fiberglass, 8.5" x 8.5" x 6' long | 4 | 73x22x22 | 51 | 968.84
|  | UPC-15-065R6-4 | End Caps, Fiberglass for 6.5" x 6.5" duct | 4 | 11x11x16 | 2 | 39.22
|  | UPC-15-085R6-4 | End Caps, Fiberglass for 8.5" x 8.5" duct | 4 | 12x12x16 | 2 | 71.02
|  | UPC-15-095R6-4 | End Caps, Fiberglass for 9.5" x 9.5" duct | 4 | 12x12x16 | 2 | 410.22
|  | UPC-16V-065R6-4 | Tee, Full Flow, Fiberglass, 6.5" x 6.5" I.D., 4 pack (w/ Turning Vane) | 4 | 36x25x22 | 20 | 572.4
|  | UPC-16V-085R6-4 | Tee, Full Flow, Fiberglass, 8.5" x 8.5" I.D., 4 pack (w/ Turning Vane) | 4 | 40x28x24 | 35 | 691.12
|  | UPC-16V-095R6-4 | Tee, Full Flow, Fiberglass, 9.5" x 9.5" I.D., 4 pack (w/ Turning Vane) | 4 | 44x32x26 | 40 | 866.02
|  | UPC-18-065R6-4 | Elbow, 90°, Fiberglass, 6.5" x 6.5" I.D, 4 pack | 4 | 26x25x24 | 14 | 400.68
|  | UPC-18-085R6-4 | Elbow, 90°, Fiberglass, 8.5" x 8.5" I.D, 4 pack | 4 | 28x25x27 | 20 | 380.54
|  | UPC-18-095R6-4 | Elbow, 90°, Fiberglass, 9.5" x 9.5" I.D, 4 pack | 4 | 32x20x26 | 22 | 608.44
|  | UPC-29-9585R6-1 | Reducer, Fiberglass, 9.5" sq. x 8.5" sq. | 1 | 23x15x14 | 5 | 164.3
|  | UPC-29-9565R6-1 | Reducer, Fiberglass, 9.5" sq. x 6.5" sq. | 1 | 23x15x14 | 5 | 164.3
|  | UPC-29-8565R6-1 | Reducer, Fiberglass, 8.5" sq. x 6.5" sq. | 1 | 23x15x14 | 5 | 142.04

## Material List
1 Ton Estimated Material List
Qty. | Part Number | Description | List Price
1 | M1218BL1-EC2 | Module, Blower, SCB Variable Speed ECM, 120/208/230V | 2327.76
1 | M1218CL1-E | Module, Refrigerant Coil (6 Row)*(HP) | 1681.16
1 | UPC-61-1218 | Adapter, Supply, M1218 | 57.24
1 | UPC-94 | Drain Pan, Secondary, M1218 | 149.46
1 | UPC-104-1218 | Adapter, Return Air, M1218 | 134.62
1 | UPC-04-1218 | Return Air Duct, 12” x 10’L | 184.44
1 | UPC-01-1218 | Filter, Grille/Return Box, 14x20 | 268.18
1 | UPC-89TM-6 | TFS Install Kit, Round Metal plenum, Includes 6 Supply outlet, w/Toggles and screws, 6 take-offs, curved flange | 92.22
1 | UPC-38TC-W-6* | TFS, Coupling, 2" Duct, 12 Connectors, makes 6 couplings - For white outlet faceplates | 239.56
1 | UPC-26TC-6 | Sound Attenuator Tubing, TFS, Couplings Attached 2" ID x 12'L, R-3.3 (72 ft. per box) | 538.48
1.5 Ton Estimated Material List
Qty. | Part Number | Description
1 | M1218BL1-EC2 | Module, Blower, SCB Variable Speed ECM, 120/208/230V | 2327.76
1 | M1218CL1-E | Module, Refrigerant Coil (6 Row)*(HP) | 1681.16
1 | UPC-61-1218 | Adapter, Supply, M1218 | 57.24
1 | UPC-94 | Drain Pan, Secondary, M1218 | 149.46
1 | UPC-104-1218 | Adapter, Return Air, M1218 | 134.62
1 | UPC-04-1218 | Return Air Duct, 12” x 10’L | 184.44
1 | UPC-01-1218 | Filter, Grille/Return Box, 14x20 | 268.18
1 | UPC-89TM-6 | TFS Install Kit, Round Metal plenum, Includes 6 Supply outlet, w/Toggles and screws, 6 take-offs, curved flange | 92.22
1 | UPC-38TC-W-6* | TFS, Coupling, 2" Duct, 12 Connectors, makes 6 couplings - For white outlet faceplates | 239.56
1 | UPC-26TC-6 | Sound Attenuator Tubing, TFS, Couplings Attached 2" ID x 12'L, R-3.3 (72 ft. per box) | 538.48
3 | UPC-89TM-1 | TFS Install Kit, Round Metal plenum, Includes 1 Supply outlet, w/Toggles and screws, 1 take-offs, curved flange | * $57
3 | UPC-38TC-W-1* | TFS, Coupling, 2" Duct, 2 Connectors, makes 1 coupling - For white outlet faceplates | * $128
3 | UPC-26TC-1 | Sound Attenuator Tubing, TFS, Couplings Attached 2" ID x 12'L, R-3.3, single length (12 ft. per box) | * $357
2 Ton Estimated Material List
Qty. | Part Number | Description
1 | M2430BL1-EC2 | Module, Blower, SCB Variable Speed ECM, 120/208/230V | 2327.76
1 | M2430CL1-E | Module, H-coil, R-410A TXV, 2.5T Refrigerant Coil (6 Row) (HP) | 2024.6
1 | M2430CL1-H | Module, Coil, Hot water, 2.5T (was MH2430HW) | 1253.98
1 | UPC-61-2430 | Adapter, Supply, 2430 | 57.24
1 | UPC-20C | Drain Pan, Secondary, 3 Module, 2430 | 164.3
1 | UPC-104-2430 | Adapter, Return Air, Heat or Vertical Module 2430 | 231.08
1 | UPC-04-2430 | Return Air Duct, 14” x 10’L | 227.9
1 | UPC-01-2430 | Filter, Grille/Return Box, 14” x 25” | 288.32
2 | UPC-89TM-6 | TFS Install Kit, Round Metal plenum, Includes 6 Supply outlet, w/Toggles and screws, 6 take-offs, curved flange | * $184
1 | UPC-38TC-W-6* | TFS, Coupling, 2" Duct, 12 Connectors, makes 6 couplings - For white outlet faceplates | 239.56
2 | UPC-26TC-6 | Sound Attenuator Tubing, TFS, Couplings Attached 2" ID x 12'L, R-3.3 (72 ft. per box) | * $1076
2.5 Ton Estimated Material List using 2430
Qty. | Part Number | Description
1 | M2430BL1-EC2 | Module, Blower, SCB Variable Speed ECM, 120/208/230V | 2327.76
1 | M2430CL1-E | Module, H-coil, R-410A TXV, 2.5T Refrigerant Coil (6 Row) (HP) | 2024.6
1 | M2430CL1-H | Module, Coil, Hot water, 2.5T (was MH2430HW) | 1253.98
1 | UPC-61-2430 | Adapter, Supply, 2430 | 57.24
1 | UPC-20C | Drain Pan, Secondary, 3 Module, 2430 | 164.3
1 | UPC-104-2430 | Adapter, Return Air, Heat or Vertical Module 2430 | 231.08
1 | UPC-04-2430 | Return Air Duct, 14” x 10’L | 227.9
1 | UPC-01-2430 | Filter, Grille/Return Box, 14” x 25” | 288.32
2 | UPC-89TM-6 | TFS Install Kit, Round Metal plenum, Includes 6 Supply outlet, w/Toggles and screws, 6 take-offs, curved flange | * $92
1 | UPC-38TC-W-6* | TFS, Coupling, 2" Duct, 12 Connectors, makes 6 couplings - For white outlet faceplates | 239.56
2 | UPC-26TC-6 | Sound Attenuator Tubing, TFS, Couplings Attached 2" ID x 12'L, R-3.3 (72 ft. per box) | * $1076
3 | UPC-89TM-1 | TFS Install Kit, Round Metal plenum, Includes 1 Supply outlet, w/Toggles and screws, 1 take-offs, curved flange | * $57
3 | UPC-26TC-1 | Sound Attenuator Tubing, TFS, Couplings Attached 2" ID x 12'L, R-3.3, single length (12 ft. per box) | * $357
2.5 Ton Estimated Material List using 3036
Qty. | Part Number | Description
1 | M3036BL1-EC2 | Module, Blower, SCB Variable Speed ECM, 120/208/230V | 2532.34
1 | M3036CL1-E | Module, Refrigerant Coil (6 Row) (HP) | 2413.62
1 | M3036CL1-H | Module, Coil, Hot water, 2.5-3.0T | 1567.74
1 | UPC-61-3036 | Adapter, Supply, 3036 | 60.42
1 | UPC-27C | Drain Pan, Secondary, 3 Module, 3036 | 184.44
1 | UPC-104-3036 | Adapter, Return Air, Heat or Vertical Module 3036 | 262.88
1 | UPC-04-3036 | Return Air Duct, 16” x 10’L | 326.48
1 | UPC-01-3036 | Filter, Grille/Return Box, 14” x 30” | 331.78
2 | UPC-89TM-6 | TFS Install Kit, Round Metal plenum, Includes 6 Supply outlet, w/Toggles and screws, 6 take-offs, curved flange | * $184
1 | UPC-38TC-W-6* | TFS, Coupling, 2" Duct, 12 Connectors, makes 6 couplings - For white outlet faceplates | 239.56
2 | UPC-26TC-6 | Sound Attenuator Tubing, TFS, Couplings Attached 2" ID x 12'L, R-3.3 (72 ft. per box) | * $1076
3 | UPC-89TM-1 | TFS Install Kit, Round Metal plenum, Includes 1 Supply outlet, w/Toggles and screws, 1 take-offs, curved flange | * $57
3 | UPC-26TC-1 | Sound Attenuator Tubing, TFS, Couplings Attached 2" ID x 12'L, R-3.3, single length (12 ft. per box) | * $357
3 Ton Estimated Material List using 3036
Qty. | Part Number | Description
1 | M3036BL1-EC2 | Module, Blower, SCB Variable Speed ECM, 120/208/230V | 2625.62
1 | M3036CL1-E | Module, Refrigerant Coil (6 Row) (HP) | 2413.62
1 | M3036CL1-H | Module, Coil, Hot water, 2.5-3.0T | 1567.74
1 | UPC-61-3036 | Adapter, Supply, 3036 | 60.42
1 | UPC-27C | Drain Pan, Secondary, 3 Module, 3036 | 184.44
1 | UPC-104-3036 | Adapter, Return Air, Heat or Vertical Module 3036 | 262.88
1 | UPC-04-3036 | Return Air Duct, 16” x 10’L | 326.48
1 | UPC-01-3036 | Filter, Grille/Return Box, 14” x 30” | 331.78
3 | UPC-89TM-6 | TFS Install Kit, Round Metal plenum, Includes 6 Supply outlet, w/Toggles and screws, 6 take-offs, curved flange | 92.22
1 | UPC-38TC-W-6* | TFS, Coupling, 2" Duct, 12 Connectors, makes 6 couplings - For white outlet faceplates | * $276
3 | UPC-26TC-6 | Sound Attenuator Tubing, TFS, Couplings Attached 2" ID x 12'L, R-3.3 (72 ft. per box) | * $1614
3 Ton Estimated Material List using 3642
Qty. | Part Number | Description
1 | M3642BL1-EC2 | Module, Blower, SCB Variable Speed ECM, 120/208/230V | 2656.36
1 | M3642CL1-E | Module, Refrigerant Coil (6 Row) (HP) | 2511.14
1 | M3642CL1-H | (Same As MH3660HW) Module, Heating (w/ Hot Water Coil) | 1740.52
1 | UPC-61-3642 | Adapter, Supply, 3642 | 60.42
1 | UPC-24C | Drain Pan, Secondary, 3 Module, 3642 | 193.98
1 | UPC-104-3642 | Adapter, Return Air, Heat or Vertical Module 3642 | 281.96
1 | UPC-04-3642 | Return Air Duct, 18” x 10’L | 326.48
1 | UPC-01-3642 | Filter, Grille/Return Box, 14” x 30” | 331.78
3 | UPC-89TM-6 | TFS Install Kit, Round Metal plenum, Includes 6 Supply outlet, w/Toggles and screws, 6 take-offs, curved flange | * $276
1 | UPC-38TC-W-6* | TFS, Coupling, 2" Duct, 12 Connectors, makes 6 couplings - For white outlet faceplates | 239.56
3 | UPC-26TC-6 | Sound Attenuator Tubing, TFS, Couplings Attached 2" ID x 12'L, R-3.3 (72 ft. per box) | * $1614
3.5 Ton Estimated Material List
Qty. | Part Number | Description
1 | M3642BL1-EC2 | Module, Blower, SCB Variable Speed ECM, 120/208/230V | 2656.36
1 | M3642CL1-E | Module, Refrigerant Coil (6 Row) (HP) | 2511.14
1 | M3642CL1-H | (Same As MH3660HW) Module, HEATING (w/ Hot Water Coil) | 1740.52
1 | UPC-61-3642 | Adapter, Supply, 3642 | 60.42
1 | UPC-24C | Drain Pan, Secondary, 3 Module, 3642 | 193.98
1 | UPC-104-3642 | Adapter, Return Air, Heat or Vertical Module 3642 | 281.96
1 | UPC-04-3642 | Return Air Duct, 18” x 10’L | 326.48
1 | UPC-01-3642 | Filter, Grille/Return Box, 14” x 30” | 331.78
3 | UPC-89TM-6 | TFS Install Kit, Round Metal plenum, Includes 6 Supply outlet, w/Toggles and screws, 6 take-offs, curved flange | * $276
1 | UPC-38TC-W-6* | TFS, Coupling, 2" Duct, 12 Connectors, makes 6 couplings - For white outlet faceplates | 239.56
3 | UPC-26TC-6 | Sound Attenuator Tubing, TFS, Couplings Attached 2" ID x 12'L, R-3.3 (72 ft. per box) | * $1614
3 | UPC-89TM-1 | TFS Install Kit, Round Metal plenum, Includes 1 Supply outlet, w/Toggles and screws, 1 take-offs, curved flange | * $57
3 | UPC-38TC-W-1* | TFS, Coupling, 2" Duct, 2 Connectors, makes 1 coupling - For white outlet faceplates | * $126
3 | UPC-26TC-1 | Sound Attenuator Tubing, TFS, Couplings Attached 2" ID x 12'L, R-3.3, single length (12 ft. per box) | * $357
4 Ton Estimated Material List
Qty. | Part Number | Description
1 | M4860BL1-EC2 | Module, Blower, SCB Variable Speed ECM, 120/208/230V | 2805.82
1 | M4860CL1-E | Module, Refrigerant Coil (6 Row) (HP) | 3564.78
1 | M4860CL1-H | (Same as MH3660HW) Module, Heating (w/ Hot Water Coil) | 1740.52
1 | UPC-61-4860 | Adapter, Supply, 4860 | 64.66
1 | UPC-24D | Drain Pan, Secondary, 3 Module, 4860 | 216.24
1 | UPC-104-4860 | Adapter, Return Air, Heat or Vertical Module 4860 | 281.96
1 | UPC-04-4860 | Return Air Duct, 20” x 10’L | 338.14
1 | UPC-01-4860 | Filter, Grille/Return Box, 24” x 30” | 472.76
4 | UPC-89TM-6 | TFS Install Kit, Round Metal plenum, Includes 6 Supply outlet, w/Toggles and screws, 6 take-offs, curved flange | * $368
2 | UPC-38TC-W-6* | TFS, Coupling, 2" Duct, 12 Connectors, makes 6 couplings - For white outlet faceplates | * $480
4 | UPC-26TC-6 | Sound Attenuator Tubing, TFS, Couplings Attached 2" ID x 12'L, R-3.3 (72 ft. per box) | * $2152
5 Ton Estimated Material List
Qty. | Part Number | Description
1 | M4860BL1-EC2 | Module, Blower, SCB Variable Speed ECM, 120/208/230V | 2805.82
1 | M4860CL1-E | Module, Refrigerant Coil (6 Row) (HP) | 3564.78
1 | M4860CL1-H | (Same as MH3660HW) Module, Heating (w/ Hot Water Coil) | 1740.52
1 | UPC-61-4860 | Adapter, Supply, 4860 | 64.66
1 | UPC-24D | Drain Pan, Secondary, 3 Module, 4860 | 216.24
1 | UPC-104-4860 | Adapter, Return Air, Heat or Vertical Module 4860 | 281.96
1 | UPC-04-4860 | Return Air Duct, 20” x 10’L | 338.14
1 | UPC-01-4860 | Filter, Grille/Return Box, 24” x 30” | 472.76
5 | UPC-89TM-6 | TFS Install Kit, Round Metal plenum, Includes 6 Supply outlet, w/Toggles and screws, 6 take-offs, curved flange | * $460
2 | UPC-38TC-W-6* | TFS, Coupling, 2" Duct, 12 Connectors, makes 6 couplings - For white outlet faceplates | * $480
5 | UPC-26TC-6 | Sound Attenuator Tubing, TFS, Couplings Attached 2" ID x 12'L, R-3.3 (72 ft. per box) | * $2690